## Sheet1
John L. Schultz Ltd. Price List - Effective June 15th, 2026
Tel: (514) 631-5502 • 1-800-363-6240 • Fax: (514) 631-6298 • www.johnlschultz.com
PART NO | DESCRIPTION ENGLISH | UPC-A | LIST PRICE
1100-001 | GATE VALVE 1/4 BRASS THREAD 200 WOG | 773638000017 | 33.46
1100-002 | GATE VALVE 3/8 BRASS THREAD 200 WOG | 773638000024 | 33.46
1100-009 | GATE VALVE 2-1/2 BRASS THREAD 200 WOG | 773638000093 | 422.33
1100-502 | GATE VALVE 3/8 BRASS SOLDER 200 WOG | 773638005029 | 33.46
1100-506 | GATE VALVE 1-1/4 BRASS SOLDER 200 WOG | 773638005067 | 79.79
1100-804 | GATE VALVE 3/4 BRASS COMPRESSION | 773638008044 | 137.95
1101-103 | CHECK VALVE IN LINE 1/2 PVC THREAD | 773638011037 | 48.88
1101-104 | CHECK VALVE IN LINE 3/4 PVC THREAD | 773638011044 | 59.15
1101-105 | CHECK VALVE IN LINE 1 PVC THREAD | 773638011051 | 78.45
1101-106 | CHECK VALVE IN LINE 1-1/4 PVC THREAD | 773638011068 | 107.36
1101-107 | CHECK VALVE IN LINE 1-1/2 PVC THREAD | 773638011075 | 112.86
1101-108 | CHECK VALVE IN LINE 2 PVC THREAD | 773638011082 | 149.06
1101-413 | DUAL CHECK VALVE 1/2 THREAD W/VENT | 773638014137 | 288.37
1101-414 | DUAL CHECK VALVE 3/4 THREAD W/VENT | 773638014144 | 288.37
1101-508 | SWING CHECK VALVE 2 BRASS SOLDER | 773638015080 | 228.45
1101-603 | CHECK VALVE IN LINE 1/2 PVC SOLVENT | 773638016032 | 48.24
1101-604 | CHECK VALVE IN LINE 3/4 PVC SOLVENT | 773638016049 | 58.43
1101-605 | CHECK VALVE IN LINE 1 PVC SOLVENT | 773638016056 | 77.6
1101-606 | CHECK VALVE IN LINE 1-1/4 PVC SOLVENT | 773638016063 | 106.22
1101-607 | CHECK VALVE IN LINE 1-1/2 PVC SOLVENT | 773638016070 | 111.7
1101-608 | CHECK VALVE IN LINE 2 PVC SOLVENT | 773638016087 | 147.55
1102-003 | BOILER DRAIN VALVE 1/2 STRAIGHT BRASS MALE | 773638020039 | 23.37
1102-004 | BOILER DRAIN VALVE 3/4 STRAIGHT BRASS MALE | 773638020046 | 25.36
1102-033 | BOILER DRAIN VALVE 1/2 BRASS COMPRESSION | 773638020336 | 44.41
1102-043 | BOILER DRAIN VALVE 1/2 ANGLE BRASS MALE | 773638020435 | 27.16
1102-044 | BOILER DRAIN VALVE 3/4 ANGLE BRASS MALE | 773638020442 | 31.29
1102-053 | BOILER DRAIN VALVE 1/2 STRAIGHT BRASS MALE QUARTER TURN | 773638020534 | 30.88
1102-054 | BOILER DRAIN VALVE 3/4 STRAIGHT BRASS MALE QUARTER TURN | 773638020541 | 31.72
1102-063 | BOILER DRAIN VALVE 1/2 PEX STRAIGHT BRASS QUARTER TURN | 773638020633 | 31.05
1102-073 | BOILER DRAIN VALVE 1/2 F1960 PEX STRAIGHT BRASS QUARTER TURN | 773638020732 | 35.38
1102-103 | RAIN BARREL VALVE 1/2 BRASS MALE QUARTER TURN, LOCKNUT WASHERS | 773638021036 | 35.15
1102-208 | DUAL WASHING MACHINE VALVE 1/2 SOLDER | 773638022088 | 224.11
1102-353 | BOILER DRAIN VALVE 1/2 ANGLE BRASS MALE QUART TURN | 773638023535 | 31.72
1102-354 | BOILER DRAIN VALVE 3/4 ANGLE BRASS MALE QUART TURN | 773638023542 | 35.62
1102-453 | BOILER DRAIN VALVE 1/2 PEX ANGLE BRASS QUARTER TURN | 773638024532 | 33.3
1102-473 | BOILER DRAIN VALVE 1/2 F1960 PEX ANGLE BRASS QUARTER TURN | 773638024730 | 36.62
1102-653 | BOILER DRAIN VALVE 1/2 PEX STRAIGHT | 773638026536 | 56.78
1102-843 | RAIN BARREL VALVE KIT 1/2 - 1-1/2 FITTING, LOCKNUT WASHERS | 773638028431 | 32.35
1102-993 | HOSE BIB NO KINK 1/2 PUSH-FIT BRASS QUARTER TURN | 773638029933 | 65.36
1102-994 | HOSE BIB NO KINK 3/4 PUSH-FIT BRASS QUARTER TURN | 773638029940 | 72.95
1103-003 | HOSE BIB 1/2 BRASS | 773638030038 | 26.15
1103-004 | HOSE BIB 3/4 BRASS | 773638030045 | 30.1
1103-053 | HOSE BIB 1/2 QUARTER TURN | 773638030533 | 32.92
1103-054 | HOSE BIB 3/4 QUARTER TURN | 773638030540 | 36.53
1104-551 | NON-FREEZE HYDRANT 4 QUARTER TURN ANTI 1/2 M x 1/2 SOLD | 773638045513 | 130.83
1104-553 | NON-FREEZE HYDRANT 6 QUARTER TURN ANTI 1/2 M x 1/2 SOLD | 773638045537 | 137.72
1104-555 | NON-FREEZE HYDRANT 8 QUARTER TURN ANTI 1/2 M x 1/2 SOLD | 773638045551 | 143.9
1104-557 | NON-FREEZE HYDRANT 10 QUARTER TURN ANTI 1/2 M x 1/2 SOLD | 773638045575 | 150.27
1104-559 | NON-FREEZE HYDRANT 12 QUARTER TURN ANTI 1/2 M x 1/2 SOLD | 773638045599 | 156.55
1104-561 | NON-FREEZE HYDRANT 14 QUARTER TURN ANTI 1/2 M x 1/2 SOLD | 773638045612 | 164.4
1104-711 | NON-FREEZE HYDRANT 4 QUARTER TURN ANTI 1/2 PEX | 773638047111 | 137.38
1104-713 | NON-FREEZE HYDRANT 6 QUARTER TURN ANTI 1/2 PEX | 773638047135 | 144.29
1104-715 | NON-FREEZE HYDRANT 8 QUARTER TURN ANTI 1/2 PEX | 773638047159 | 150.03
1104-717 | NON-FREEZE HYDRANT 10 QUARTER TURN ANTI 1/2 PEX | 773638047173 | 156.23
1104-719 | NON-FREEZE HYDRANT 12 QUARTER TURN ANTI 1/2 PEX | 773638047197 | 162.24
1104-721 | NON-FREEZE HYDRANT 14 QUARTER TURN ANTI 1/2 PEX | 773638047210 | 170.6
1105-203 | STOP VALVE 1/2 ANGLE THREAD | 773638052030 | 47.02
1105-604 | STOP & WASTE VALVE 3/4 SOLDER | 773638056045 | 32.62
1105-704 | STOP VALVE 3/4 ANGLE SOLDER | 773638057042 | 45.21
1107-103 | BALL VALVE 1/2 PVC THREAD SCHED 80 | 773638071031 | 40.95
1107-104 | BALL VALVE 3/4 PVC THREAD SCHED 80 | 773638071048 | 48.16
1107-105 | BALL VALVE 1 PVC THREAD SCHED 80 | 773638071055 | 71.85
1107-106 | BALL VALVE 1-1/4 PVC THREAD SCHED 80 | 773638071062 | 85.51
1107-107 | BALL VALVE 1-1/2 PVC THREAD SCHED 80 | 773638071079 | 143.82
1107-108 | BALL VALVE 2 PVC THREAD SCHED 80 | 773638071086 | 148.76
1107-123 | BALL VALVE 1/2 CPVC SOLVENT | 773638071239 | 53.06
1107-124 | BALL VALVE 3/4 CPVC SOLVENT | 773638071246 | 74.87
1107-133 | BALL VALVE 1/2 PVC THREAD SCHED 40 | 773638071338 | 27.59
1107-134 | BALL VALVE 3/4 PVC THREAD SCHED 40 | 773638071345 | 31.5
1107-135 | BALL VALVE 1 PVC THREAD SCHED 40 | 773638071352 | 43.2
1107-136 | BALL VALVE 1-1/4 PVC THREAD SCHED 40 | 773638071369 | 59.83
1107-137 | BALL VALVE 1-1/2 PVC THREAD SCHED 40 | 773638071376 | 102.31
1107-138 | BALL VALVE 2 PVC THREAD SCHED 40 | 773638071383 | 129.31
1107-203 | BALL VALVE 1/2 PVC TRUE UNION SCHED 40 | 773638072038 | 62.18
1107-204 | BALL VALVE 3/4 PVC TRUE UNION SCHED 40 | 773638072045 | 84.21
1107-205 | BALL VALVE 1 PVC TRUE UNION SCHED 40 | 773638072052 | 121.33
1107-206 | BALL VALVE 1-1/4 PVC TRUE UNION SCHED 40 | 773638072069 | 162.11
1107-207 | BALL VALVE 1-1/2 PVC TRUE UNION SCHED 40 | 773638072076 | 253.31
1107-208 | BALL VALVE 2 PVC TRUE UNION SCHED 40 | 773638072083 | 325.53
1107-211 | BALL VALVE 4 PVC TRUE UNION | BULK | 310.04
1107-603 | BALL VALVE 1/2 PVC SOLVENT SCHED 80 | 773638076036 | 31.72
1107-604 | BALL VALVE 3/4 PVC SOLVENT SCHED 80 | 773638076043 | 41.76
1107-605 | BALL VALVE 1 PVC SOLVENT SCHED 80 | 773638076050 | 57.38
1107-606 | BALL VALVE 1-1/4 PVC SOLVENT SCHED 80 | 773638076067 | 85.51
1107-607 | BALL VALVE 1-1/2 PVC SOLVENT SCHED 80 | 773638076074 | 118.67
1107-608 | BALL VALVE 2 PVC SOLVENT SCHED 80 | 773638076081 | 148.76
1107-633 | BALL VALVE 1/2 PVC SOLVENT SCHED 40 | 773638076333 | 27.59
1107-634 | BALL VALVE 3/4 PVC SOLVENT SCHED 40 | 773638076340 | 31.5
1107-635 | BALL VALVE 1 PVC SOLVENT SCHED 40 | 773638076357 | 43.2
1107-636 | BALL VALVE 1-1/4 PVC SOLVENT SCHED 40 | 773638076364 | 59.83
1107-637 | BALL VALVE 1-1/2 PVC SOLVENT SCHED 40 | 773638076371 | 102.31
1107-638 | BALL VALVE 2 PVC SOLVENT SCHED 40 | 773638076388 | 129.31
1107-639 | BALL VALVE 2-1/2 PVC SOLVENT SCHED 40 | 773638076395 | 241.65
1107-640 | BALL VALVE 3 PVC SOLVENT SCHED 40 | 773638076401 | 409.96
1107-774 | BALL VALVE 3/4 THREAD THREE WAY | 773638077743 | 185.22
1107-776 | BALL VALVE 1-1/4 THREAD THREE WAY | 773638077767 | 433.11
1107-821 | BALL VALVE 1/4 THREAD FULL PORT | 773638078214 | 35.93
1107-822 | BALL VALVE 3/8 THREAD FULL PORT | 773638078221 | 35.93
1107-823 | BALL VALVE 1/2 THREAD FULL PORT | 773638078238 | 37.08
1107-824 | BALL VALVE 3/4 THREAD FULL PORT | 773638078245 | 56.11
1107-825 | BALL VALVE 1 THREAD FULL PORT | 773638078252 | 75.68
1107-826 | BALL VALVE 1-1/4 THREAD FULL PORT | 773638078269 | 127.74
1107-827 | BALL VALVE 1-1/2 THREAD FULL PORT | 773638078276 | 169.05
1107-828 | BALL VALVE 2 THREAD FULL PORT | 773638078283 | 259.63
1107-829 | BALL VALVE 2-1/2 THREAD FULL PORT | 773638078290 | 775.95
1107-830 | BALL VALVE 3 THREAD FULL PORT | 773638078306 | 1097.52
1107-831 | BALL VALVE 4 THREAD FULL PORT | 773638078313 | 1851.89
1107-843 | BALL VALVE 1/2 SOLDER FULL PORT | 773638078436 | 37.08
1107-844 | BALL VALVE 3/4 SOLDER FULL PORT | 773638078443 | 56.11
1107-845 | BALL VALVE 1 SOLDER FULL PORT | 773638078450 | 75.68
1107-846 | BALL VALVE 1-1/4 SOLDER FULL PORT | 773638078467 | 127.74
1107-847 | BALL VALVE 1-1/2 SOLDER FULL PORT | 773638078474 | 169.05
1107-848 | BALL VALVE 2 SOLDER FULL PORT | 773638078481 | 259.63
1107-849 | BALL VALVE 2-1/2 SOLDER FULL PORT | 773638078498 | 775.95
1107-850 | BALL VALVE 3 SOLDER FULL PORT | 773638078504 | 1097.52
1107-851 | BALL VALVE 4 SOLDER FULL PORT | 773638078511 | 1851.89
1107-923 | BALL VALVE 1/2 PUSH-FIT LEAD FREE | 773638079235 | 81.85
1107-924 | BALL VALVE 3/4 PUSH-FIT LEAD FREE | 773638079242 | 135.08
1107-925 | BALL VALVE 1 PUSH-FIT LEAD FREE | 773638079259 | 180.12
1107-933 | BALL VALVE 1/2 PUSH-FIT W/DRAIN LEAD FREE | 773638079334 | 88.25
1107-934 | BALL VALVE 3/4 PUSH-FIT W/DRAIN LEAD FREE | 773638079341 | 141.9
1107-944 | BALL VALVE 3/4 SOLDER FULL PORT T HANDLE | 773638079440 | 62.35
1107-945 | BALL VALVE 1 SOLDER FULL PORT T HANDLE | 773638079457 | 84.75
1108-003 | SILLCOCK 1/2 THREAD | 773638189033 | 26.63
1108-004 | SILLCOCK 3/4 THREAD | 773638189040 | 28.07
1108-053 | SILLCOCK 1/2 FIP QUARTER TURN | 773638080538 | 37.71
1108-054 | SILLCOCK 3/4 FIP QUARTER TURN | 773638080545 | 39.53
1108-403 | SILLCOCK 1/2 PEX | 773638084031 | 33.38
1108-503 | SILLCOCK 1/2 & 3/4 SOLDER DUAL CONNECT | 773638085038 | 28.07
1108-553 | SILLCOCK 1/2 & 3/4 SOLDER QUARTER TURN | 773638085533 | 41.3
1108-653 | SILLCOCK 1/2 PEX QUARTER TURN | 773638086530 | 55.25
1108-673 | SILLCOCK 1/2 F1960 PEX QUARTER TURN | 773638086738 | 60.78
1108-904 | VACUUM BREAKER 3/4 BRASS | 773638089043 | 41.19
1108-922 | VACUUM BREAKER 3/4 HOSE AUTO DRAIN CUPC | 773638089227 | 67.31
1108-993 | SILLCOCK 1/2 PUSH-FIT QUARTER TURN | 773638089937 | 79.47
1109-204 | DRUM & BARREL FAUCET 3/4 ZAMAC | 773638092043 | 61.83
1109-243 | OIL TANK VALVE 3/8 x 1/2 MIP ANGLE | 773638092432 | 60.5
1109-303 | RADIATOR VALVE 1/2 ANGLE | 773638093934 | 75.46
1109-304 | RADIATOR VALVE 3/4 ANGLE | 773638093941 | 89.01
1109-503 | TOILET TANK ANTI SWEAT VALVE | 773638095037 | 240.55
1109-813 | FLOAT VALVE 1/2 BRONZE MPT OUTLET | 773638098137 | 100.05
1109-814 | FLOAT VALVE 3/4 BRONZE MPT OUTLET | 773638098144 | 162.39
1110-523 | GAS BALL VALVE 1/2 LEVER HANDLE ONE PIECE BODY | 773638105231 | 44.96
1110-524 | GAS BALL VALVE 3/4 LEVER HANDLE ONE PIECE BODY | 773638105248 | 63.22
1110-923 | GAS BALL VALVE 1/2 TWO PIECE BODY | 773638109239 | 44.96
1110-924 | GAS BALL VALVE 3/4 TWO PIECE BODY | 773638109246 | 44.96
1113-522 | GAS BALL VALVE 3/8 SQUARE HEAD ONE PIECE | 773638135221 | 49.66
1114-522 | GAS BALL VALVE 3/8 FLARE X 1/2 | 773638145220 | 50.73
1114-523 | GAS BALL VALVE 1/2 FLARE X 1/2 | 773638145237 | 50.73
1114-544 | GAS BALL VALVE 1/2 FLARE X 3/4 | 773638145442 | 73.17
1116-503 | GAS BALL VALVE 1/2 FLARE x FLARE | 773638165037 | 57.29
1116-504 | GAS BALL VALVE 5/8 FLARE x FLARE | 773638165044 | 81.27
1122-134 | DRAIN HOSE VALVE QT ANGLE 1/2 M SOLD X 3/4 GHT | 773638221344 | 33.46
1122-234 | DRAIN HOSE VALVE QT ANGLE 1/2 M SOLD X 3/4 GHT PACK 2 | 773638222341 | 66.92
1122-934 | DRAIN HOSE VALVE QT ANGLE 1/2 PEX X 3/4 GHT | 773638229340 | 33.46
1190-003 | GATE VALVE 1/2 BRASS THREAD 200 WOG LEAD FREE | 773638770033 | 43.48
1190-004 | GATE VALVE 3/4 BRASS THREAD 200 WOG LEAD FREE | 773638770040 | 56.39
1190-005 | GATE VALVE 1 BRASS THREAD 200 WOG LEAD FREE | 773638900058 | 72.53
1190-006 | GATE VALVE 1-1/4 BRASS THREAD 200 WOG LEAD FREE | 773638770064 | 103.71
1190-007 | GATE VALVE 1-1/2 BRASS THREAD 200 WOG LEAD FREE | 773638900072 | 136.93
1190-008 | GATE VALVE 2 BRASS THREAD 200 WOG LEAD FREE | 773638900089 | 206.53
1190-503 | GATE VALVE 1/2 BRASS SOLDER 200 WOG LEAD FREE | 773638905039 | 43.48
1190-504 | GATE VALVE 3/4 BRASS SOLDER 200 WOG LEAD FREE | 773638775045 | 56.39
1190-505 | GATE VALVE 1 BRASS SOLDER 200 WOG LEAD FREE | 773638995054 | 72.53
1190-803 | GATE VALVE 1/2 BRASS COMPRESSION LEAD FREE | 773638908030 | 125.14
1191-003 | SWING CHECK VALVE 1/2 BRASS THREAD LEAD FREE | 773638910033 | 57.21
1191-004 | SWING CHECK VALVE 3/4 BRASS THREAD LEAD FREE | 773638910040 | 72.12
1191-005 | SWING CHECK VALVE 1 BRASS THREAD LEAD FREE | 773638910057 | 101.23
1191-006 | SWING CHECK VALVE 1-1/4 BRASS THREAD LEAD FREE | 773638910064 | 144.61
1191-007 | SWING CHECK VALVE 1-1/2 BRASS THREAD LEAD FREE | 773638910071 | 204.56
1191-008 | SWING CHECK VALVE 2 BRASS THREAD LEAD FREE | 773638910088 | 296.98
1191-303 | CHECK VALVE IN LINE 1/2 BRASS THREAD LEAD FREE | 773638913034 | 112.34
1191-304 | CHECK VALVE IN LINE 3/4 BRASS THREAD LEAD FREE | 773638913041 | 125.99
1191-305 | CHECK VALVE IN LINE 1 BRASS THREAD LEAD FREE | 773638913058 | 186.93
1191-306 | CHECK VALVE IN LINE 1-1/4 BRASS THREAD LEAD FREE | 773638913065 | 253.49
1191-307 | CHECK VALVE IN LINE 1-1/2 BRASS THREAD LEAD FREE | 773638913072 | 330.97
1191-308 | CHECK VALVE IN LINE 2 BRASS THREAD LEAD FREE | 773638913089 | 601.1
1191-503 | SWING CHECK VALVE 1/2 BRASS SOLDER LEAD FREE | 773638915038 | 57.21
1191-504 | SWING CHECK VALVE 3/4 BRASS SOLDER LEAD FREE | 773638915045 | 72.12
1191-505 | SWING CHECK VALVE 1 BRASS SOLDER LEAD FREE | 773638915052 | 101.23
1193-003 | THERMOSTATIC MIXING VALVE 1/2 PEX LEAD FREE | 773638730037 | 304.41
1193-004 | THERMOSTATIC MIXING VALVE 3/4 PEX LEAD FREE | 773638730044 | 319
1193-203 | THERMOSTATIC MIXING VALVE 1/2 F1960 PEX LEAD FREE | 773638932035 | 325.71
1193-204 | THERMOSTATIC MIXING VALVE 3/4 F1960 PEX LF | 773638932042 | 341.29
1193-503 | THERMOSTATIC MIXING VALVE 1/2 SOLDER LEAD FREE | 773638935036 | 311.74
1193-763 | PEX ADAPTERS 1/2 FOR THERMOSTATIC MIXING VALVE | 773638937634 | 22.83
1193-764 | PEX ADAPTERS 3/4 FOR THERMOSTATIC MIXING VALVE |  | 22.83
1193-773 | SOLDER ADAPTERS 1/2 FOR THERMOSTATIC MIXING VALVE | 773638937733 | 22.83
1193-883 | F1960 ADAPTERS 1/2 FOR THERMOSTATIC MIXING VALVE | 773638938839 | 34.2
1193-884 | F1960 ADAPTERS 3/4 FOR THERMOSTATIC MIXING VALVE |  | 34.2
1193-885 | CAP FOR THERMOSTATIC MIXING VALVES 1193-XXX |  | 1.22
1194-253 | PRESSURE REDUCING VALVE 1/2 F UNION X 1/2 F LEAD FREE | 773638942539 | 353.34
1194-254 | PRESSURE REDUCING VALVE 3/4 F UNION X 3/4 F LEAD FREE | 773638942546 | 353.34
1194-255 | PRESSURE REDUCING VALVE 1 F UNION X 1 F LEAD FREE | 773638942553 | 581.27
1195-003 | STOP VALVE 1/2 THREAD LEAD FREE | 773638950039 | 39.72
1195-004 | STOP VALVE 3/4 THREAD LEAD FREE | 773638950046 | 42.8
1195-103 | STOP VALVE W/DRAIN 1/2 THREAD LEAD FREE | 773638951036 | 41.21
1195-104 | STOP VALVE W/DRAIN 3/4 THREAD LEAD FREE | 773638951043 | 47.37
1195-503 | STOP VALVE 1/2 SOLDER LEAD FREE | 773638995030 | 39.45
1195-504 | STOP VALVE 3/4 SOLDER LEAD FREE | 773638995047 | 41.31
1195-513 | STOP VALVE 1/2 COMPRESSION LEAD FREE | 773638955133 | 68.96
1195-514 | STOP VALVE 3/4 COMPRESSION LEAD FREE | 773638955140 | 91.35
1195-543 | STOP VALVE 1/2 PEX LEAD FREE | 773638955430 | 85.33
1195-603 | STOP VALVE W/DRAIN 1/2 SOLDER LEAD FREE | 773638956031 | 41.31
1195-604 | STOP VALVE W/DRAIN 3/4 SOLDER LEAD FREE | 773638956048 | 43.2
1195-613 | STOP VALVE W/DRAIN 1/2 COMPRESSION LEAD FREE | 773638956130 | 72.12
1195-614 | STOP VALVE W/DRAIN 3/4 COMPRESSION LEAD FREE | 773638956147 | 93.04
1195-703 | STOP VALVE 1/2 ANGLE SOLDER LEAD FREE | 773638957038 | 58.61
1195-704 | STOP VALVE 3/4 ANGLE SOLDER LEAD FREE | 773638957045 | 64.62
1197-000 | BALL VALVE 1/8 THREAD FULL PORT LEAD FREE | 773638970006 | 53.98
1197-001 | BALL VALVE 1/4 THREAD FULL PORT LEAD FREE | 773638970013 | 53.98
1197-002 | BALL VALVE 3/8 THREAD FULL PORT LEAD FREE | 773638970020 | 53.98
1197-003 | BALL VALVE 1/2 THREAD FULL PORT LEAD FREE | 773638970037 | 55.44
1197-004 | BALL VALVE 3/4 THREAD FULL PORT LEAD FREE | 773638970044 | 84.22
1197-005 | BALL VALVE 1 THREAD FULL PORT LEAD FREE | 773638970051 | 113.51
1197-006 | BALL VALVE 1-1/4 THREAD FULL PORT LEAD FREE | 773638970068 | 191.59
1197-007 | BALL VALVE 1-1/2 THREAD FULL PORT LEAD FREE | 773638990073 | 253.54
1197-008 | BALL VALVE 2 THREAD FULL PORT LEAD FREE | 773638990080 | 389.46
1197-023 | BALL VALVE 1/2 COMPRESSION FULL PORT LEAD FREE | 773638970235 | 131.76
1197-024 | BALL VALVE 3/4 COMPRESSION FULL PORT LEAD FREE | 773638970242 | 156.65
1197-025 | BALL VALVE 1 COMPRESSION FULL PORT LEAD FREE | 773638970259 | 274.56
1197-033 | BALL VALVE 1/2 COMPRESSION W/DRAIN FULL PORT LEAD FREE | 773638970334 | 142.05
1197-034 | BALL VALVE 3/4 COMPRESSION W/DRAIN FULL PORT LEAD FREE | 773638970341 | 164.84
1197-035 | BALL VALVE 1 COMPRESSION W/DRAIN FULL PORT LEAD FREE | 773638970358 | 293.72
1197-343 | BALL VALVE 1/2 PEX LEAD FREE | 773638973434 | 56.86
1197-344 | BALL VALVE 3/4 PEX LEAD FREE | 773638973441 | 70.56
1197-345 | BALL VALVE 1 PEX LEAD FREE | 773638973458 | 116.76
1197-373 | BALL VALVE 1/2 F1960 PEX LEVER LEAD FREE | 773638973731 | 81.09
1197-374 | BALL VALVE 3/4 F1960 PEX LEVER LEAD FREE | 773638973748 | 60.47
1197-375 | BALL VALVE 1 F1960 PEX LEVER LEAD FREE | 773638973755 | 95.01
1197-376 | BALL VALVE 1 1/4 F1960 PEX LEVER LEAD FREE | 773638973762 | 166.31
1197-377 | BALL VALVE 1 1/2 F1960 PEX LEVER LEAD FREE | 773638973779 | 221.91
1197-378 | BALL VALVE 2 F1960 PEX LEVER LEAD FREE | 773638973786 | 389.64
1197-379 | BALL VALVE 2 1/2 F1960 PEX LEVER LEAD FREE | 773638973793 | 481.23
1197-380 | BALL VALVE 3 F1960 PEX LEVER LEAD FREE | 773638973809 | 801.41
1197-393 | BALL VALVE 1/2 PEX T HANDLE LEAD FREE | 773638973939 | 60.18
1197-394 | BALL VALVE 3/4 PEX T HANDLE LEAD FREE | 773638973946 | 87.23
1197-395 | BALL VALVE 1 PEX T HANDLE LEAD FREE | 773638973953 | 98.42
1197-443 | BALL VALVE 1/2 SOLDER X PEX W/DRAIN LEAD FREE | 773638974431 | 73.36
1197-444 | BALL VALVE 3/4 SOLDER X PEX W/DRAIN LEAD FREE | 773638974448 | 99.64
1197-445 | BALL VALVE 1 SOLDER X PEX W/DRAIN LEAD FREE | 773638974455 | 110.55
1197-503 | BALL VALVE 1/2 SOLDER FULL PORT LEAD FREE | 773638975032 | 55.44
1197-504 | BALL VALVE 3/4 SOLDER FULL PORT LEAD FREE | 773638975049 | 84.22
1197-505 | BALL VALVE 1 SOLDER FULL PORT LEAD FREE | 773638975056 | 113.51
1197-543 | BALL VALVE 1/2 SOLDER X PEX LEAD FREE | 773638975438 | 63.27
1197-544 | BALL VALVE 3/4 SOLDER X PEX LEAD FREE | 773638975445 | 85.89
1197-545 | BALL VALVE 1 SOLDER X PEX LEAD FREE | 773638975452 | 92.2
1197-553 | BALL VALVE 1/2 W/DRAIN SOLDER FULL PORT LEAD FREE | 773638975537 | 98.96
1197-554 | BALL VALVE 3/4 W/DRAIN SOLDER FULL PORT LEAD FREE | 773638975544 | 142.39
1197-555 | BALL VALVE 1 W/DRAIN SOLDER FULL PORT LEAD FREE | 773638975551 | 202.21
1197-643 | BALL VALVE 1/2 COMP X PEX LEAD FREE | 773638976435 | 79.57
1197-644 | BALL VALVE 3/4 COMP X PEX LEAD FREE | 773638976442 | 141.73
1197-743 | BALL VALVE 1/2 PEX W/DRAIN LEAD FREE | 773638977432 | 41.55
1197-744 | BALL VALVE 3/4 PEX W/DRAIN T HANDLE LEAD FREE | 773638977449 | 62.62
1197-745 | BALL VALVE 1 PEX W/DRAIN T HANDLE LEAD FREE | 773638977456 | 105.12
1197-753 | BALL VALVE 1/2 W/DRAIN THREADED FULL PORT LEAD FREE | 773638977531 | 98.96
1197-754 | BALL VALVE 3/4 W/DRAIN THREADED FULL PORT LEAD FREE | 773638977548 | 142.39
1197-755 | BALL VALVE 1 W/DRAIN THREADED FULL PORT LEAD FREE | 773638977555 | 202.21
1197-803 | BALL VALVE 1/2 SOLDER STANDARD PORT LEAD FREE | 773638978033 | 51.68
1197-804 | BALL VALVE 3/4 SOLDER STANDARD PORT LEAD FREE | 773638978040 | 69.51
1197-903 | BALL VALVE 1/2 THREADED STANDARD PORT LEAD FREE | 773638979030 | 50.1
1197-904 | BALL VALVE 3/4 THREADED STANDARD PORT LEAD FREE | 773638979047 | 67.38
1197-905 | BALL VALVE 1 THREADED STANDARD PORT LEAD FREE | 773638979054 | 100.93
1198-003 | PRESSURE REDUCING VALVE COMPACT 1/2 UNION PEX LF | 773638762878 | 265.01
1198-004 | PRESSURE REDUCING VALVE COMPACT 3/4 UNION PEX LF | 773638762885 | 265.01
1198-105 | PRESSURE REDUCING VALVE COMPACT 1 UNION IPS LF | 773638762892 | 335.45
1198-203 | PRESSURE REDUCING VALVE COMPACT 1/2 UNION F1960 PEX LF |  | 280.56
1198-204 | PRESSURE REDUCING VALVE COMPACT 3/4 UNION F1960 PEX LF |  | 265.01
1198-503 | PRESSURE REDUCING VALVE COMPACT 1/2 UNION SOLD LF |  | 265.01
1198-504 | PRESSURE REDUCING VALVE COMPACT 3/4 UNION SOLD LF |  | 265.01
1198-773 | FITTING 1/2 SOLDER FOR COMPACT PRV 1198-503 |  | 26.42
1198-774 | FITTING 3/4 SOLDER FOR COMPACT PRV 1198-504 |  | 26.42
1198-883 | FITTING 1/2 F1960 PEX FOR COMPACT PRV 1198-203 |  | 26.42
1198-884 | FITTING 3/4 F1960 PEX FOR COMPACT PRV 1198-204 |  | 26.42
1198-983 | FITTING 1/2 FIP FOR COMPACT PRESSURE REDUCING VALVE 1/2 |  | 26.42
1198-984 | FITTING 3/4 FIP FOR COMPACT PRESSURE REDUCING VALVE 3/4 |  | 26.42
121-204 | SERIES IV TUB FILLER ONLY | 773638212045 | 275.52
121-304RP | SERIES 2 SHOWE FAUCET RETAIL PACK | 773638213042 | 287.05
121-306 | SERIES 2 ROMAN TUB FILLER 3 PIECE | 773638213066 | 657.08
121-742 | SERIES 6 TUB/SHOWER FAUCET CHROME |  | 742.36
121-754 | SERIES 6 SHOWER FAUCET POLISHED BRASS |  | 682.85
121-912 | SERIES 5 TUB/SHOWER FAUCET CERAMIC HDLS |  | 398.17
121-922 | SERIES 5 SHOWER FAUCET METAL HANDLES |  | 386.14
121-924 | SERIES 5 LAVATORY FAUCET CERAMIC HDLS |  | 189.94
121-932 | SERIES 5 SHOWER FAUCET CERAMIC HANDLES |  | 366.55
121-954 | LAV FAUCET 8 CTR W/POP-UP CER CROSS HDL |  | 568.24
122-138 | SERIES IV 8 FAUCET HI RISE W/SPRAY |  | 442.81
122-222 | TUB & SHOWER FAUCET SINGLE LEV ACRYLIC POL BRASS | 773638222228 | 350.51
122-242 | SHOWER VALVE ONLY THREAD PRESSURE BALANCE | 773638222426 | 333.81
122-264 | TRIM KIT FOR PRESS BALL CALLISTO POLISHED BRASST&S | 773638222648 | 564.45
122-718 | SERIES III FAUCET 8 W/ HOSE & SPRAY | 773638227186 | 287.33
122-771 | T&S FCT SING LEVER HDL CHROME | 773638227711 | 355.61
122-772 | T&S FCT SING LEVER HDL BRUSHED NIC/BR | 773638227728 | 394.78
122-773 | T&S FCT SING LEVER HDL POLISHED BRASS | 773638227735 | 414.07
122-918 | SERIES 5 KITCH FAUCET W/SPRAY METAL HDLS |  | 321.02
122-928 | SERIES 5 KITCHEN FAUCET W/CERAMIC HDLS |  | 248.16
122-938 | SERIES 5 KITCHEN FCT W/SPRAY CERAMIC HDL |  | 299.71
125-003 | LAUNDRY TRAY FAUCET RB W/STRADDLE LEGS | 773638259033 | 216.05
127-106RP | MECHANICAL POP-UP SS CLAD RETAIL PACK | 773638271066 | 41.67
127-501 | SOAP DISPENSER ALL PLASTIC CP FINISH |  | 128.36
127-801 | SOAP DISPENSER ALL PLASTIC - WHITE |  | 120.33
127-802 | SOAP DISPENSER ALL PLASTIC - BONE |  | 120.33
131-101 | ABS DUO BASKET STRAINER W/ S.S. FLANGE | 773638311014 | 25.57
131-203 | S.S. QUICK FIT BASKET STRAINER | 773638312035 | 49.33
131-803RP | PLASTIC STRAINER BLACK RETAIL PACK |  | 120.65
132-205 | 1-1/2 LIFT LOCK BATH DRAIN | 773638322058 | 44.4
1382-043 | SEDIMENT FAUCET O-RING STEM 1/2 | 773638820431 | 30.2
1382-044 | SEDIMENT FAUCET O-RING STEM 3/4 | 773638820448 | 33.23
1390-040 | NON-FREEZE HYDRANT 1/2 M x 1/2 SOLD 4 | 773638900409 | 102.45
1390-060 | NON-FREEZE HYDRANT 1/2 M x 1/2 SOLD 6 | 773638900607 | 103.43
1390-080 | NON-FREEZE HYDRANT 1/2 M x 1/2 SOLD 8 | 773638900805 | 106.9
1390-100 | NON-FREEZE HYDRANT 1/2 M x 1/2 SOLD 10 | 773638901000 | 108.05
1390-120 | NON-FREEZE HYDRANT 1/2 M x 1/2 SOLD 12 | 773638901208 | 112.37
1390-140 | NON-FREEZE HYDRANT 1/2 M x 1/2 SOLD 14 | 773638901406 | 124.15
1391-120 | NON-FREEZE HYDRANT HOT & COLD 1/2 M x S 12 | 773638911207 | 353.16
139-201 | S.S. FIT ALL REPLACEMENT BASKET | 773638392013 | 12.86
139-202 | S/S STICK POST REPLACEMENT CUP | 773638392020 | 10.53
139-203 | S/S JR.DUO REPLACEMENT CUP | 773638392037 | 12.03
139-204 | S/S SPIN & SEAL REPLACEMENT CUP | 773638392044 | 25.5
1392-040 | NON-FREEZE HYDRANT ANTI 1/2 M x 1/2 SOLD 4 | 773638920407 | 150.31
139-205 | S/S FIT-ALL PLASTIC POST REPL.CUP | 773638392051 | 9.76
1392-060 | NON-FREEZE HYDRANT ANTI 1/2 M x 1/2 SOLD 6 | 773638920605 | 157.58
1392-080 | NON-FREEZE HYDRANT ANTI 1/2 M x 1/2 SOLD 8 | 773638920803 | 165.94
1392-100 | NON-FREEZE HYDRANT ANTI 1/2 M x 1/2 SOLD 10 | 773638921008 | 175.4
1392-120 | NON-FREEZE HYDRANT ANTI 1/2 M x 1/2 SOLD 12 | 773638921206 | 184.77
1392-140 | NON-FREEZE HYDRANT ANTI 1/2 M x 1/2 SOLD 14 | 773638921404 | 195.29
1393-080 | NON-FREEZE HYDRANT ANTI-SIPHON 1/2 PEX 8 | 773638930802 | 179.63
1393-100 | NON-FREEZE HYDRANT ANTI-SIPHON 1/2 PEX 10 | 773638931007 | 192.92
1393-120 | NON-FREEZE HYDRANT ANTI-SIPHON 1/2 PEX 12 | 773638931205 | 203.31
1393-140 | NON-FREEZE HYDRANT ANTI-SIPHON 1/2 PEX 14 | 773638931403 | 195.29
1394-080 | NON-FREEZE HYDRANT ANTI-SIPHON 1/2 PUSH-FIT 8 | 773638940801 | 194.72
1394-100 | NON-FREEZE HYDRANT ANTI-SIPHON 1/2 PUSH-FIT 10 | 773638941006 | 197.66
1394-120 | NON-FREEZE HYDRANT ANTI-SIPHON 1/2 PUSH-FIT 12 | 773638941204 | 209.24
1394-140 | NON-FREEZE HYDRANT ANTI-SIPHON 1/2 PUSH-FIT 14 | 773638941402 | 220.95
1395-080 | NON-FREEZE HYDRANT HD 1/2 M x 1/2 SOLD 8 | 773638950800 | 126.07
1395-100 | NON-FREEZE HYDRANT HD 1/2 M x 1/2 SOLD 10 | 773638951005 | 127.82
1395-120 | NON-FREEZE HYDRANT HD 1/2 M x 1/2 SOLD 12 | 773638951203 | 132.69
1395-140 | NON-FREEZE HYDRANT HD 1/2 M x 1/2 SOLD 14 | 773638951401 | 146.42
1395-503 | STOP VALVE 1/2 SOLDER REPL. O-RING LEAD FREE | 773638755030 | 44.56
1395-504 | STOP VALVE 3/4 SOLDER REPL. O-RING LEAD FREE | 773638755047 | 71.14
1395-603 | STOP VALVE BRASS 1/2 SOLDER W/DRAIN REPL. O-RING LEAD FREE | 773638996037 | 46.61
1395-604 | STOP VALVE 3/4 SOLDER W/DRAIN REPL. O-RING LEAD FREE | 773638996044 | 71.86
1396-100 | NON-FREEZE HYDRANT HD 3/4 M x 1/2 F 10 | 773638961004 | 132.98
1396-120 | NON-FREEZE HYDRANT HD 3/4 M x 1/2 F 12 | 773638961202 | 137.89
1396-140 | NON-FREEZE HYDRANT HD 3/4 M x 1/2 F 14 | 773638961400 | 152.28
1397-080 | NON-FREEZE HYDRANT ANTI-SIPHON 1/2 PEX F1960 COLD EX 8 | 773638970808 | 197.48
1397-100 | NON-FREEZE HYDRANT ANTI-SIPHON 1/2 PEX F1960 COLD EX 10 | 773638971003 | 207.36
1397-120 | NON-FREEZE HYDRANT ANTI-SIPHON 1/2 PEX F1960 COLD EX 12 | 773638971201 | 217.73
1397-140 | NON-FREEZE HYDRANT ANTI-SIPHON 1/2 PEX F1960 COLD EX 14 | 773638971409 | 228.61
1398-012 | NON-FREEZE HYDRANT HOT COLD ANTI SIPHON HD 1/2 M X S 12 | 773638980128 | 459
1398-112 | NON-FREEZE HYDRANT HOT COLD ANTI SIPHON HD 1/2 PEX 12 | 773638981125 | 459
1398-212 | NON-FREEZE HYDRANT HOT COLD ANTI SIPHON HD 1/2 PTC 12 | 773638982122 | 478.82
141-007 | CP PLASTIC SHOWER ARM 7 1/2f |  | 6.32
141-008RP | 2 ADJ. SHOWER HEAD CHROME RETAIL PACK |  | 45.24
141-011 | SHOWER HEAD DIECAST 3 CP |  | 56.45
141-012 | SHOWER HEAD 2 CP PLASTIC W/ BRASS BALL |  | 17.87
141-221RP | WALL MOUNT SHOWER 3 SETTING WHITE |  | 34.27
141-224RP | DUAL SHOWER 3 SETTING WHITE |  | 129.14
141-228RP | WALLMOUNT SHOWER 3 SETTING WHITE W/RADIO |  | 79.47
141-233RP | WALL MOUNT SHOWER 5 SETTING PETITE WHITE/GOLD |  | 39.99
141-251 | HAND HELD SHOWER 5 SETTING W/TRACK WHITE |  | 163.11
141-271RP | 7 SETTING DELUXE ANTI-CLOG WALLMOUNT SHOWER CHROM |  | 110.42
141-302 | 2 1/8 DELUXE SHOWER HEAD CHR PLTD BRASS | 773638413022 | 103.46
141-302RP | 2 1/8 ADJ. SHOWER HEAD CP RETAIL PACK | 773638419024 | 103.06
141-303 | 3 DELUXE SHOWER HEAD CHR PLTD BRASS | 773638413039 | 173.63
141-507 | 8 SHOWER ARM W/PLATE PLASTIC |  | 11.79
141-513RP | 6 SHOWER ARM W/PLATE CP RETAIL PACK |  | 37.09
141-514RP | 8 SHOWER ARM W/PLATE CP RETAIL PACK |  | 39.15
1487-344 | HOSE VALVE QUARTER TURN STRAIGHT 3/4 FEMALE X MALE HOSE | 773638873444 | 33.46
1490-699 | VALVE WASHING MACHINE HOT 1/2 PEX QT |  | 63.7
1490-700 | VALVE WASHING MACHINE COLD 1/2 PEX QT |  | 63.7
1490-701 | VALVE WASHING MACHINE HOT 1/2 W/ARRESTER PEX INLET |  | 56.26
1490-702 | VALVE WASHING MACHINE COLD 1/2 W/ARRESTER PEX INLET |  | 56.26
1490-703 | VALVE WASHING MACHINE HOT 1/2 SOLDER QUARTER TURN W/ARRESTER |  | 63.7
1490-704 | VALVE WASHING MACHINE COLD 1/2 SOLDER QUARTER TURN W/ARRESTER |  | 63.7
1490-707 | VALVE WASHING MACHINE HOT 1/2 W/ARRESTER F1960 PEX |  | 63.7
1490-708 | VALVE WASHING MACHINE COLD 1/2 W/ARRESTER F1960 PEX |  | 63.7
1490-709 | VALVE ICE MAKER 1/2 F1960 X 1/4 OD WITH ARRESTER LF |  | 63.7
1490-801 | SUPPLY STOP QUARTER TURN ANGLE PUSH-FIT 1/2 PUSH x 1/4 COMP LEAD FREE | 773638908016 | 54.13
1490-802 | SUPPLY STOP QUARTER TURN ANGLE PUSH-FIT 1/2 PUSH x 3/8 OD COMP LEAD FREE | 773638908023 | 51.56
1490-933 | BALL VALVE 1/2 PUSH x 1/2 PUSH ANGLE CHROME LEAD FREE | 773638909334 | 77.79
1491-801 | SUPPLY STOP QUARTER TURN STRAIGHT PUSH-FIT 1/2 PUSH x 1/4 COMP LEAD FREE | 773638918015 | 54.13
1491-802 | SUPPLY STOP QUARTER TURN STRT PUSH-FIT 1/2 PUSH X 3/8 OD COMP LEAD FREE | 773638918022 | 49.22
1491-933 | BALL VALVE 1/2 PUSH x 1/2 PUSH STRAIGHT CHROME LEAD FREE | 773638919333 | 77.79
151-046 | 1/2i-1 PVC PIPE CUTTER |  | 276.48
151-047 | 1i-2 PVC PIPE CUTTER |  | 679.57
151-108 | 8 PIPE WRENCH |  | 42.23
151-110 | 10 PIPE WRENCH |  | 61.73
151-114 | 14 PIPE WRENCH |  | 90.96
158-806 | 1-1/4 SLIP/RING FOR TRAP CONNECTORS |  | 3.46
158-807 | 1-1/2 SLIP RING FOR TRAP CONNECTORS |  | 3.46
1590-003 | FOOT VALVE BRONZE 1/2 LEAD FREE | 773638890038 | 92.02
1590-004 | FOOT VALVE BRONZE 3/4 LEAD FREE | 773638890045 | 92.36
1590-005 | FOOT VALVE BRONZE 1 LEAD FREE | 773638890052 | 120.88
1590-006 | FOOT VALVE BRONZE 1-1/4 LEAD FREE | 773638990066 | 167.43
1590-007 | FOOT VALVE BRONZE 1-1/2 LEAD FREE | 773638890076 | 257.39
1590-008 | FOOT VALVE BRONZE 2 LEAD FREE | 773638890083 | 413.35
1890-006 | WHEEL HANDLE FOR OLD STYLE LEGEND QUARTER TURN FF | 773638900065 | 15
1890-106 | STEM RETROFIT FOR OLD STYLE LEGEND 6 FF |  | 25.56
1890-110 | STEM RETROFIT FOR OLD STYLE LEGEND 10 FF | 773638901109 | 25.56
1890-114 | STEM RETROFIT FOR OLD STYLE LEGEND 14 FF | 773638901147 | 25.56
1890-406 | STEM-CARTRIDGE FOR LEGEND QFF BLACK CAP 104-5XX 7XX 6 | 773638904063 | 66.41
1890-408 | STEM-CARTRIDGE FOR LEGEND QFF BLACK CAP 104-5XX 7XX 8 | 773638904087 | 68.84
1890-412 | STEM-CARTRIDGE FOR LEGEND QFF BLACK CAP 104-5XX 7XX 12 | 773638904124 | 71.47
1890-906 | STEM-CARTRIDGE FOR LEGEND QFF CHROME CAP 104-5XX 7XX 6 | 773638909068 | 66.41
1890-908 | STEM-CARTRIDGE FOR LEGEND QFF CHROME CAP 104-5XX 7XX 8 | 773638909082 | 68.84
1890-912 | STEM-CARTRIDGE FOR LEGEND QFF CHROME CAP 104-5XX 7XX 12 | 773638909129 | 71.47
1890-914 | STEM-CARTRIDGE FOR LEGEND QFF CHROME CAP 104-5XX 7XX 14 | 773638909143 | 72.87
1892-904 | STEM-CARTRIDGE FOR AD QFF CHROME CAP 104-5XX 7XX 4 | 773638929042 | 64.93
1892-906 | STEM-CARTRIDGE FOR AD QFF CHROME CAP 104-5XX 7XX 6 | 773638929066 | 66.41
1892-908 | STEM-CARTRIDGE FOR AD QFF CHROME CAP 104-5XX 7XX 8 | 773638929080 | 68.84
1892-910 | STEM-CARTRIDGE FOR AD QFF CHROME CAP 104-5XX 7XX 10 | 773638929103 | 70.56
1892-912 | STEM-CARTRIDGE FOR AD QFF CHROME CAP 104-5XX 7XX 12 | 773638929127 | 71.47
1892-914 | STEM-CARTRIDGE FOR AD QFF CHROME CAP 104-5XX 7XX 14 | 773638929141 | 72.87
1900-004 | REPAIR KIT COMPLETE FOR 4 IN AD QFF 1104-551_711 | 773638090049 | 64.63
1900-006 | REPAIR KIT COMPLETE FOR 6 IN AD QFF 1104-553_713 | 773638090063 | 68.27
1900-008 | REPAIR KIT COMPLETE FOR 8 IN AD QFF 1104-555_715 | 773638090087 | 72.1
1900-010 | REPAIR KIT COMPLETE FOR 10 IN AD QFF 1104-557_717 | 773638090100 | 75.84
1900-012 | REPAIR KIT COMPLETE FOR 12 IN AD QFF 1104-559_719 | 773638000123 | 79.28
1900-014 | REPAIR KIT COMPLETE FOR 14 IN AD QFF 1104-561_721 | 773638000147 | 82.87
1900-888 | POPPET AND WASHER FOR ALL FF VACUUM BREAKERS | BULK | 2.11
1900-999 | CARTRIDGE ONLY FOR ALL 1104 SERIES QFF | 773638009997 | 18.09
1903-190 | KITCHEN FAUCET CHROME SINGLE LVR PLAIN OUTLET LEAD FREE | 773638831901 | 69.85
1903-191 | KITCHEN FAUCET CHROME SINGLE LVR HOSE OUTLET LEAD FREE | 773638831918 | 73.47
1903-194 | KITCHEN FAUCET CHROME SINGLE ADJUSTABLE FLANGE LEAD FREE | 773638831949 | 108.28
1905-006 | REPAIR KIT COMPLETE FOR 6 IN FF 1392-060 | 773638050067 | 66.19
1905-010 | REPAIR KIT COMPLETE FOR 10 IN FF 1392-100_1393-100 | 773638050104 | 70.65
1905-014 | REPAIR KIT COMPLETE FOR 14 IN FF 1392-140_1393-140 | 773638050142 | 72.95
1905-106 | REPAIR KIT COMPLETE FOR 6 IN FF 1392-060 | 773638051064 | 66.19
1905-108 | REPAIR KIT COMPLETE FOR 8 IN FF 1392-080_1393-080 | 773638051088 | 68.34
1905-110 | REPAIR KIT COMPLETE FOR 10 IN FF 1392-100_1393-100 | 773638051101 | 70.65
1905-112 | REPAIR KIT COMPLETE FOR 12 IN FF 1392-120_1393-120 | 773638051125 | 71.51
1905-114 | REPAIR KIT COMPLETE FOR 14 IN FF 1392-140_1393-140 | 773638051149 | 72.95
1912-210 | SUPPLY VALVE STRAIGHT 3/8 FIP x 3/8 OD COMP LEAD FREE | 773638822107 | 38.65
1912-212 | SUPPLY VALVE STRAIGHT 1/2 FIP x 3/8 OD COMP LEAD FREE | 773638822121 | 40.99
1912-214 | SUPPLY VALVE STRAIGHT 1/2 SOLDER x 3/8 OD COMP LEAD FREE | 773638822145 | 40.99
1912-215 | SUPPLY VALVE ANGLE 3/8 FIP x 3/8 OD COMP LEAD FREE | 773638822152 | 34.53
1912-217 | SUPPLY VALVE ANGLE 1/2 FIP x 3/8 OD COMP LEAD FREE | 773638822176 | 36.99
1912-219 | SUPPLY VALVE ANGLE 1/2 SOLDER x 3/8 OD COMP LEAD FREE | 773638822190 | 38.08
1912-314 | SUPPLY VALVE STRAIGHT 5/8 COMP x 3/8 COMP LEAD FREE | 773638823142 | 44.63
1912-319 | SUPPLY VALVE ANGLE 5/8 COMP x 3/8 COMP LEAD FREE | 773638823197 | 40.62
1912-334 | SUPPLY STOP VALVE STRAIGHT 5/8 OD COMP X 1/2 OD COMP LEAD FREE | 773638923347 | 46.29
1912-339 | SUPPLY STOP VALVE ANGLE 5/8 OD COMP x 1/2 OD COMP LEAD FREE | 773638823395 | 50.03
1986-702 | SUPPLY STOP QUARTER TURN ANGLE 1/2 F1960 PEX x 3/8 OD COMP LEAD FREE | 773638967020 | 55.08
1988-102 | ARRESTER VALVE ANGLE 5/8 OD X 3/8 OD COMPR LEAD FREE | 773638981026 | 109.59
1988-502 | ARRESTER VALVE ANGLE 1/2 C X 3/8 OD COMP LEAD FREE | 773638985024 | 99.76
1988-602 | ARRESTER VALVE ANGLE 1/2 PEX X 3/8 OD COMP LEAD FREE | 773638986021 | 99.76
1988-702 | ARRESTER VALVE ANGLE 1/2 F1960 PEX X 3/8 OD COMP LEAD FREE | 773638987028 | 102.51
1988-902 | ARRESTER VALVE ANGLE 1/2 PUSH X 3/8 OD COMP LF | 773638889025 | 121.9
1989-102 | ARRESTER VALVE STRAIGHT 5/8 OD X 3/8 OD COMPR LEAD FREE | 773638991025 | 109.59
1989-331 | SUPPLY STOP TEE VALVE 1/2 PEX x 1/2 PEX x 1/4 OD COMP LEAD FREE | 773638883313 | 71.42
1989-332 | SUPPLY STOP TEE VALVE 1/2 PEX x 1/2 PEX x 3/8 OD COMP LEAD FREE | 773638883320 | 71.42
1989-431 | SUPPLY STOP TEE VALVE 3/8 SWV FEM COMP X 3/8 OD COMP X 1/4 OD COMP LF | 773638894319 | 85.32
1989-432 | SUPPLY STOP TEE VALVE 3/8 SWV FEM COMP X 3/8 OD COMP X 3/8 OD COMP LF | 773638894326 | 85.32
1989-502 | ARRESTER VALVE STRAIGHT 1/2 C X 3/8 OD COMP LEAD FREE | 773638875028 | 99.76
1989-551 | SUPPLY STOP TEE VALVE 5/8 COMP X 5/8 COMP X 1/4 OD COMP LEAD FREE | 773638885515 | 129.17
1989-552 | SUPPLY STOP TEE VALVE 5/8 COMP x 5/8 COMP x 3/8 OD COMP LEAD FREE | 773638885522 | 129.17
1989-602 | ARRESTER VALVE STRAIGHT 1/2 PEX X 3/8 OD COMP LEAD FREE | 773638996020 | 99.76
1989-631 | TEE VALVE 1/2 PUSH X 1/2 PUSH X 1/4 OD COMP LEAD FREE | 773638896313 | 74.92
1989-632 | TEE VALVE 1/2 PUSH X 1/2 PUSH X 3/8 OD COMP LEAD FREE | 773638896320 | 74.92
1989-702 | ARRESTER VALVE STRAIGHT 1/2 F1960 PEX X 3/8 OD COMP LEAD FREE | 773638997027 | 102.51
1989-902 | ARRESTER VALVE STR 1/2 PUSH X 3/8 OD COMP LF | 773638999021 | 121.9
1990-102 | SUPPLY STOP QUARTER TURN ANGLE 5/8 OD COMP x 3/8 OD COMP LEAD FREE | 773638801027 | 43.21
1990-202 | SUPPLY STOP QUARTER TURN ANGLE 3/8 FIP x 3/8 OD COMP LEAD FREE | 773638802024 | 40.85
1990-302 | SUPPLY STOP QUARTER TURN ANGLE 1/2 FIP x 3/8 OD COMP LEAD FREE | 773638803021 | 66.83
1990-502 | SUPPLY STOP QUARTER TURN ANGLE 1/2 SOLDER x 3/8 OD COMP LEAD FREE | 773638805025 | 34.56
1990-601 | SUPPLY STOP QUARTER TURN ANGLE 1/2 PEX x 1/4 OD COMP LEAD FREE | 773638806015 | 47.9
1990-602 | SUPPLY STOP QUARTER TURN ANGLE 1/2 PEX x 3/8 OD COMP LEAD FREE | 773638806022 | 47.9
1990-692 | SUPPLY STOP Q-TURN ANGLE 1/2 PEX X 3/8 OD COMP LEAD FREE - 2 PACK | 773638906920 | 78.05
1991-102 | SUPPLY STOP QUARTER TURN STRAIGHT 5/8 OD COMP x 3/8 OD COMP LEAD FREE | 773638811026 | 44.09
1991-202 | SUPPLY STOP QUARTER TURN STRAIGHT 3/8 FIP x 3/8 OD COMP LEAD FREE | 773638812023 | 45.75
1991-302 | SUPPLY STOP QUARTER TURN STRAIGHT 1/2 FIP x 3/8 OD COMP LEAD FREE | 773638813020 | 45.75
1991-432 | SUPPLY STOP QUARTER TURN STRAIGHT 1/2 PEX x 1/2 FIP SWIVEL LEAD FREE | 773638814324 | 58.83
1991-502 | SUPPLY STOP QUARTER TURN STRAIGHT 1/2 SOLDER x 3/8 OD COMP LEAD FREE | 773638815024 | 38.99
1991-533 | SUPPLY STOP Q-TURN STR 1/2 SOLDER X 1/2 SOLDER LEAD FREE | 773638915335 | 38.97
1991-601 | SUPPLY STOP QUARTER TURN STRAIGHT 1/2 PEX x 1/4 OD COMP LEAD FREE | 773638816014 | 51.99
1991-602 | SUPPLY STOP QUARTER TURN STRAIGHT 1/2 PEX x 3/8 OD COMP LEAD FREE | 773638816021 | 51.99
1991-612 | SUPPLY STOP QUARTER TURN STRAIGHT 1/2 PEX x 1/2 PEX LEAD FREE | 773638816120 | 33.79
1991-622 | SUPPLY STOP QUARTER TURN STRAIGHT 1/2 PEX DRAIN x 1/2 PEX LEAD FREE | 773638816229 | 39.27
1991-623 | BALL VALVE 1/2 PEX W/DRAIN LEAD FREE | 773638916233 | 37.76
1991-624 | BALL VALVE 3/4 PEX W/DRAIN LEAD FREE | 773638916240 | 56.97
1991-625 | BALL VALVE 1 PEX W/DRAIN LEAD FREE | 773638916257 | 73.44
1991-702 | SUPPLY STOP QUARTER TURN STRAIGHT 1/2 F1960 PEX x 3/8 OD COMP LEAD FREE | 773638817028 | 59.82
1991-712 | SUPPLY STOP QUARTER TURN STRAIGHT 1/2 F1960 PEX x 1/2 F1960 PEX LEAD FREE | 773638817127 | 38.87
1991-902 | SUPPLY STOP Q-TURN STRAIGHT 3/8 FEM COMP X 3/8 OD COMP RETROFIT LEAD FREE | 773638819022 | 71.73
1992-201 | VALVE ICE MAKER COLD 1/2 PEX X 1/4 OD COMP LEAD FREE | BULK | 67.5
1992-701 | VALVE ICE MAKER COLD WITH ARRESTER 1/2 PEX X 1/4 OD COMP LEAD FREE | BULK | 89.26
202-102 | 69 C.P. SHOWER HOSE |  | 42.23
202-502 | 69 WHITE PVC SHOWER HOSE |  | 22.76
207-005 | HOSE CLAMP NO.5 SS 5/16i-7/8i * |  | 1.87
207-006 | HOSE CLAMP NO.6 SS 3/8i-25/32i * |  | 2.16
207-010 | HOSE CLAMP SS NO.10 9/16i-1i 1/8i* |  | 1.81
207-020 | HOSE CLAMP NO.20 SS 13/16i-1i 3/4i * |  | 1.87
207-028 | HOSE CLAMP NO.28 SS 1i 7/16i-2 3/8i * |  | 2.01
207-044 | HOSE CLAMP NO.44 SS 2 5/16i-3 1/4i * |  | 2.67
207-052 | HOSE CLAMP NO.52 SS 2 13/16i-3 3/4i * |  | 2.93
208-032 | 3 x 2 REDUCING M.J. COUPLING |  | 34.21
209-515 | STRAINER FOR CAST IRON SINK |  | 49.43
2120-007 | DRINKING WATER BUBBLER CHROME 1/2 | 773638211079 | 348.82
2121-202 | TUB & SHOWER FAUCET CHROME SINGLE ACRYLIC HDL | 773638212021 | 411.8
2121-724 | LAVATORY FAUCET CHROME 2 HDL W/PU | 773638217248 | 394.86
2121-820 | LAVATORY FAUCET CHROME 2 HDL ARCH SPOUT W/PU | 773638218207 | 522.61
2121-821 | LAVATORY FAUCET BRUSH NICKEL 2 HDL ARCH SPOUT W/PU | 773638218214 | 602.99
2121-822 | LAVATORY FAUCET CHR/BRASS 2 HDL ARCH SPOUT W/PU | 773638218221 | 548.29
2121-823 | LAVATORY FAUCET CHROME 2 HDL VICTORIAN W/PU | 773638218238 | 693.65
2121-824 | LAVATORY FAUCET BRUSH NICKEL 2 HDL VICTORIAN W/PU | 773638218245 | 771.53
2121-825 | LAVATORY FAUCET 2 HDL EURO BRUSH NICKEL W/PU | 773638218252 | 463.74
2121-828 | LAVATORY FAUCET CHR/BRASS 2 METAL LEVER HDL W/PU | 773638218283 | 602.99
2121-829 | LAVATORY FAUCET CHROME SINGLE LEVER W/PU | 773638218290 | 452.13
2121-833 | LAVATORY FAUCET BRUSH BRONZE 2 HDL VICTORIAN W/PU | 773638218337 | 803.98
2122-118 | KITCHEN FAUCET CHROME 8 SINGLE LEVER W/SPRAY | 773638221184 | 421.46
2122-128 | KITCHEN FAUCET CHROME 8 SINGLE LEVER | 773638221283 | 404.55
2122-212 | TUB & SHOWER FAUCET ROUND METAL HDL 2 VALVE | 773638222129 | 465.58
2122-213 | TUB & SHOWER FAUCET CHROME ACRYLIC HDL 3 VALVE | 773638222136 | 539.55
2122-214 | TUB & SHOWER FAUCET BR NICK PRESSURE BAL LVR HDL | 773638222143 | 829.61
2122-215 | TUB & SHOWER FAUCET CHROME LEVER HDL 3 VALVE | 773638222150 | 589.92
2122-219 | ROMAN TUB FAUCET CHROME ACRYLIC HDL | 773638222198 | 866.98
2122-221 | TUB & SHOWER FAUCET CHROME SINGLE LEVER ACRYLIC | 773638222211 | 439.26
2122-223 | ROMAN TUB FAUCET CHROME LEVER HDL | 773638922234 | 914.64
2122-227 | SHOWER FAUCET CHROME SINGLE LEVER ACRYLIC | 773638222273 | 331.57
2122-232 | TUB & SHOWER FAUCET CHROME PRES BAL ACRYLIC HDL | 773638222327 | 647.2
2122-233 | TUB & SHOWER FAUCET BRUSH NICKEL PRES BAL LVR HDL | 773638222334 | 944.91
2122-238 | SHOWER FAUCET CHROME PRESS BAL LEVER HDL | 773638222389 | 610.05
2122-239 | TUB & SHOWER FAUCET CHROME PRES BAL LEVER HDL PEX INLETS | 773638222396 | 670.85
2122-240 | SHOWER FAUCET CHROME PRES BAL LEVER HDL PEX INLETS | 773638222402 | 634.9
2122-245 | SHOWER VALVE W/STOPS SOLDER PRESSURE BALANCE | 773638222457 | 444.84
2122-253 | TRIM KIT TUB & SHOWER CHROME PRES BAL ACRY HDL | 773638222532 | 247.77
2122-258 | PRESSURE BALANCE VALVE ONLY BRUSH NICKEL | 773638222587 | 481.71
2122-259 | PRESSURE BALANCE VALVE ONLY POLISHED BRASS | 773638222594 | 481.71
2122-261 | TRIM KIT PRESSURE BAL TUB & SHOWER BRUSH NICKEL | 773638222617 | 773.55
2122-263 | TRIM KIT PRESSURE BAL TUB & SHOWER NIC/BRASS | 773638222631 | 741.24
2122-266 | TRIM KIT PRESSURE BAL TUB & SHOWER CHROME/BRASS | 773638222662 | 447.07
2122-267 | TRIM KIT PRESSURE BAL SHOWER BRUSH NICKEL | 773638222679 | 591.96
2122-270 | TRIM KIT PRESSURE BAL SHOWER CHROME/BRASS | 773638222709 | 380.41
2122-272 | ROMAN TUB FAUCET BR BRONZE VICT W/HND SHWR 5 PCE | 773638222723 | 2291.68
2122-273 | ROMAN TUB FAUCET CHROME VICT W/HND SHWR 5 PCE | 773638222730 | 1977.75
2122-274 | ROMAN TUB FAUCET BR NICKEL VICT W/HND SHWR 5 PCE | 773638222747 | 2195.48
2122-275 | TUB & SHOWER CHROME PRESSURE BALANCE LEVER HDL | 773638222754 | 843.74
2122-277 | TUB & SHOWER BRUSH NICK PRESSURE BAL LEVER HDL | 773638222778 | 944.9
2122-278 | SHOWER ONLY BRUSH NICKEL PRESSURE BAL LEVER HDL | 773638222785 | 888.4
2122-281 | TUB & SHOWER BRUSH BRONZE PRESSURE BAL LEVER HDL | 773638222815 | 1045.88
2122-287 | ROMAN TUB FAUCET CHROME LEVER HDL | 773638222877 | 927.87
2122-288 | ROMAN TUB FAUCET BRUSH NICKEL LEVER HDL | 773638222884 | 1044.27
2122-303 | ROMAN TUB FAUCET BRUSH NICKEL LEVER HDL | 773638923033 | 1030.86
2122-304 | LAVATORY FAUCET CHROME ROUND METAL HDL LESS/PU | 773638223041 | 166.57
2122-313 | LAVATORY FAUCET WIDESPREAD CHROME VICTORIAN W/PU | 773638223133 | 1139.01
2122-314 | LAVATORY FAUCET WIDESPREAD BRUSH NICKEL VICT W/PU | 773638223140 | 1199.77
2122-315 | LAVATORY FAUCET WIDESPREAD BR NICKEL LVR HDL W/PU | 773638923156 | 788.02
2122-323 | LAVATORY FAUCET WIDESPREAD BRUSH BRONZE VICT W/PU | 773638223232 | 1253.8
2122-328 | LAVATORY FAUCET POL BRASS SINGLE ACRYLIC HDL W/PU | 773638223287 | 371.93
2122-339 | LAVATORY FAUCET BR NICKEL SINGLE LEVER HDL W/PU | 773638223393 | 383.48
2122-343 | LAVATORY FAUCET CHROME CROSS HDL W/PU | 773638223430 | 337.88
2122-402 | KITCHEN FAUCET CHROME ROUND METAL HDL L/SPRAY | 773638224024 | 241.4
2122-403 | KITCHEN FAUCET CHROME ROUND METAL HDL W/SPRAY | 773638224031 | 305.15
2122-415 | KITCHEN FAUCET STAINLESS STEEL SINGLE LVR L/SPRAY | 773638224154 | 360.57
2122-416 | KITCHEN FAUCET STAINLESS STEEL SINGLE LVR W/SPRAY | 773638224161 | 431.28
2122-418 | KITCHEN FAUCET CHROME SINGLE LVR W/SPRAY 4 HOLE | 773638224185 | 367.88
2122-426 | KITCHEN FAUCET BR NICKEL SINGLE LVR PULLOUT SPRAY | 773638224260 | 934.09
2122-434 | KITCHEN FAUCET CHROME HI-RISE LVR HDL W/SPRAY 3HOLE | 773638224345 | 506.48
2122-753 | LAVATORY FAUCET BR NICK W/BRASS SWIRL HDL W/PU | 773638227537 | 599.63
2122-754 | LAVATORY FAUCET CHROME W/BRASS SWIRL HDL W/PU | 773638227544 | 564.22
2122-757 | LAVATORY FAUCET BRUSH NICK SCROLL HDL W/PU | 773638227575 | 592.77
2122-758 | LAVATORY FAUCET BR NICK W/BRASS SCROLL HDL W/PU | 773638227582 | 589.28
2122-759 | LAVATORY FAUCET CHROME W/BRASS SCROLL HDL W/PU | 773638227599 | 562.76
2122-778 | KITCHEN FAUCET BR NICKEL SINGLE LVR W/SPRAY | 773638227780 | 448.65
2122-779 | KITCHEN FAUCET BRUSH NICKEL HI-RISE LVR HDL W/SPRAY | 773638227797 | 629.14
2122-782 | BAR FAUCET BRUSH NICKEL HI-RISE LEVER HDL | 773638227827 | 522.61
2122-783 | KITCHEN FAUCET CHROME HI-RISE LVR HDL W/SPRAY | 773638227834 | 615.87
2122-784 | BAR FAUCET BRUSH BRONZE HI-RISE LEVER HDL | 773638227841 | 572.75
2122-788 | KITCHEN FAUCET BR NICKEL HI-ARCH SINGLE LVR W/SPRAY | 773638227889 | 917.22
2122-789 | KITCHEN FAUCET CHROME VICT SINGLE LVR W/SPR-SOAP | 773638227896 | 1352.85
2122-790 | KITCHEN FAUCET BR NICK VICT SINGLE LVR W/SPR-SOAP | 773638227902 | 1468.3
2122-793 | KITCHEN FAUCET BR BRONZE VICT SINGLE LVR W/SPR-SOAP | 773638227933 | 1527.62
2122-794 | KITCHEN FAUCET CHROME SINGLE LVR W/SPRAY | 773638227940 | 549.77
2122-795 | KITCHEN FAUCET STAINLESS STEEL SINGLE LVR W/SPRAY | 773638227957 | 629.81
2122-796 | KITCHEN FAUCET CHROME SINGLE LVR L/SPRAY | 773638227964 | 458.69
2122-800 | KITCHEN FAUCET BR NICKEL SINGLE LVR W/SPR 3 HOLE | 773638228008 | 471.12
2123-003 | BATHCOCK CHROME BRASS TOP HDL | 773638239035 | 253.18
2123-096 | COUPLING ELBOW CHROME 1/2 F/BATHCOCK | 773638230964 | 30.8
2125-005 | LAUNDRY TRAY FAUCET BRASS HEAVY DUTY W/PLUG | 773638259057 | 199.13
2125-503 | LAUNDRY TRAY FAUCET CHROME METAL HDL | 773638255035 | 287.85
2125-554 | WASHING MACHINE FAUCET CHROME WALLMOUNT | 773638255547 | 273.15
2125-888 | ELBOW OUTLET F/125-444 AND 125-554 | 773638258883 | 18.99
2125-900 | LAUNDRY TRAY FAUCET BRASS HEAVY DUTY - PLUG, L BRACKET | 773638259002 | 219.02
2125-905 | LAUNDRY TRAY FAUCET BRASS HD L BRACKET PUSH-FIT DRIP CONNECT | 773638259958 | 240.94
2125-910 | MOUNTING BRACKET L STYLE FOR 2125-005 /900 /905 | 773638259101 | 30.21
2125-911 | FITTING PUSH-FIT DRIP CONNECT 1/4 FOR 2125-905 & 2399-500 | BULK | 30.21
2125-912 | FITTING BARB DRIP CONNECT 1/8 FOR 2125-905 & 2399-500 | BULK | 30.21
2126-003 | SHOWER STALL FAUCET W/SHOWER HEAD | 773638260039 | 224.9
2190-003 | SINGLE BASIN FAUCET CHROME BRASS LEAD FREE | 773638780032 | 107.33
2190-004 | DRINKING WATER FAUCET CHROME LEAD FREE | 773638780049 | 189.65
2191-104 | LAVATORY FAUCET CHROME SINGLE ACRYLIC HDL L/PU LEAD FREE | 773638971041 | 341.92
2191-604 | LAVATORY FAUCET CHROME TWO ACRYLIC HDL L/PU LEAD FREE | 773638816045 | 180.33
2191-826 | LAVATORY FAUCET CHROME 2 METAL LEVER HDL W/PU LEAD FREE | 773638918268 | 635.3
2191-829 | LAVATORY FAUCET CHROME SINGLE LEVER W/PU LEAD FREE | 773638918299 | 522.21
2191-830 | LAVATORY FAUCET BRUSH NICKEL SINGLE LEVER W/PU LEAD FREE | 773638918305 | 548.29
2192-108 | KITCHEN FAUCET CHROME SINGLE LEVER LEAD FREE | 773638921084 | 395.55
2192-300 | LAVATORY FAUCET CHROME 2 ACRYLIC HDLS LESS/PU LEAD FREE | 773638923002 | 192.4
2192-304 | LAVATORY FAUCET CHROME ROUND METAL HDL LESS/PU LEAD FREE | 773638823043 | 192.36
2192-307 | LAVATORY FAUCET CHROME INTERCHANGEABLE W/PU LEAD FREE | 773638923071 | 407.89
2192-311 | LAVATORY FAUCET CHROME BLADE HDL LESS/PU LEAD FREE | 773638923118 | 240.17
2192-325 | LAVATORY FAUCET WIDESPREAD CHROME LVR HDL W/PU LEAD FREE | 773638923255 | 766.83
2192-330 | LAVATORY FAUCET CHROME SINGLE LEVER HDL LESS/PU LEAD FREE | 773638923309 | 350.14
2192-331 | LAVATORY FAUCET CHROME SINGLE LEVER HDL W/PU LEAD FREE | 773638923316 | 437.69
2192-402 | KITCHEN FAUCET CHROME ROUND METAL HDL L/SPRAY LEAD FREE | 773638924023 | 278.83
2192-407 | KITCHEN FAUCET CHROME BLADE HDL L/SPRAY LEAD FREE | 773638924078 | 278.83
2192-410 | KITCHEN FAUCET CHROME HI-RISE LEVER HDL L/SPRAY LEAD FREE | 773638924108 | 358.74
2192-417 | KITCHEN FAUCET CHROME SINGLE LVR L/SPRAY LEAD FREE | 773638924177 | 369.47
2192-419 | KITCHEN FAUCET CHROME SINGLE LVR W/SPRAY 3 HOLE LEAD FREE | 773638924191 | 424.89
2192-424 | KITCHEN FAUCET CHROME SINGLE LVR PULLOUT SPRAY LEAD FREE | 773638924245 | 729.85
2192-426 | KITCHEN FAUCET BR NICKEL SINGLE LVR PULLOUT SPRAY LEAD FREE | 773638924269 | 1078.89
2192-431 | BAR FAUCET HYBRID CHROME LEVER HDL LEAD FREE | 773638924313 | 249.9
2192-608 | KITCHEN FAUCET CHROME ACRYLIC HDL L/SPRAY LEAD FREE | 773638926089 | 269.16
2192-750 | LAVATORY FAUCET CHROME SWIRL HDL W/PU LEAD FREE | 773638927505 | 594.77
2192-752 | LAVATORY FAUCET BR NICK SWIRL HDL W/PU LEAD FREE | 773638927529 | 653.04
2192-796 | KITCHEN FAUCET CHROME SINGLE LVR L/SPRAY LEAD FREE | 773638927963 | 529.77
2192-797 | KITCHEN FAUCET STAINLESS STEEL SINGLE LVR L/SPRAY LEAD FREE | 773638927970 | 588.83
2193-009 | WALLMOUNT FAUCET CHROME 8 TUBE SPOUT LEAD FREE | 773638930093 | 381.21
2193-610 | WALLMOUNT FAUCET CHROME 6 CAST SPOUT LEAD FREE | 773638936101 | 415.38
225-501 | 20 PVC MEC W/OVFLW DELUXE WHITE TRIM |  | 245.7
225-601 | 20 PVC MEC W/OVFLW DELUXE BONE TRIM |  | 245.7
2381-210 | LAVATORY FAUCET CHROME EMCO COMP 2 HDL L/PU | 773638121071 | 210.92
2381-216 | KITCHEN FAUCET CHROME EMCO COMP 2 HDL L/SPRAY | 773638121606 | 245.59
2399-100 | LAUNDRY TRAY FAUCET CHROME METAL HDL DRIP CONNECT 1/8 BARB | 773638991001 | 244.67
2399-500 | LAUNDRY FAUCET CHROME METAL HDL DRIP CONNECT 1/4 PUSH-FIT | 773638995009 | 254.45
2401-104 | LAVATORY FAUCET SINGLE LEVER CHROME W/POP-UP HYBRID LEAD FREE | 773638911047 | 185.36
2401-704 | LAVATORY FAUCET TWO HANDLE CHROME W/POP-UP HYBRID LEAD FREE | 773638017046 | 174.58
2401-705 | LAVATORY FAUCET TWO HANDLE BR NICKEL W/POP-UP HYBRID LEAD FREE | 773638017053 | 208.14
2402-108 | KITCHEN FAUCET SINGLE LEVER CHROME CERAMIC HYBRID LEAD FREE | 773638021081 | 213.83
2402-208 | KITCHEN FAUCET TWO HANDLE HI ARCH CHROME HYBRID LEAD FREE | 773638922081 | 181.73
243-200 | HARVEY #200 TOILET TANK REPAIR VALVE |  | 29.98
243-400 | HARVEY #400 TOILET TANK REPAIR VALVE ADJ CSA |  | 46.31
250-203 | 3ft H.P. INLET HOSE EXTENSION MXF |  | 16.17
250-206 | 6ft H.P. INLET HOSE EXTENSION MXF |  | 20.94
252-000 | 1/8X1/4 PVC CLEAR DRAIN HOSE (100ft) |  | 42.23
252-001 | 3/16X5/16 PVC CLEAR DRAIN HOSE-100ft BOX |  | 45.5
252-002 | 1/4 ID x 3/8 OD CLEAR TUBE BOX 100 FT |  | 56.01
252-004 | 1/2 ID x 5/8 OD CLEAR TUBE BOX 100 FT |  | 107.98
252-005 | 5/8 ID x 3/4 OD CLEAR TUBE BOX 100 FT |  | 128.23
252-006 | 3/4 x 1f PVC CLEAR DRAIN HOSE (100ft BX) |  | 286.48
252-025 | 5/16X7/16 PVC CLEAR DRAIN HOSE (1OOFT) |  | 64.14
268-200 | VINYL FLAPPER W/ MOLDED STRAP CSA |  | 6.06
290-900 | SINK SPRAYER BRASS CPLG BLACK BULK TRAY PACK |  | 24.05
3120-002 | BAR SINK STAINLESS STEEL WITH LEVER HANDLE FAUCET | 773638200028 | 537.18
3120-010 | BAR SINK STAINLESS STEEL 15 X15 X 6 - BULK | 773638200103 | 320.75
3125-600 | WASHING MACHINE BOX LESS VALVES | 773638256001 | 48.17
3125-605 | WASHING MACHINE BOX WITH 1/2 SOLDER VALVES | 773638256056 | 189.02
3125-625 | WASHING MACHINE BOX WITH 1/2 PEX VALVES | 773638256254 | 171.88
3125-630 | WASHING MACHINE BOX WITH 1/2 F1960 PEX VALVES | 773638256308 | 183.88
3125-640 | WASHING MACHINE BOX WITH 1/2 PUSH FIT VALVES | 773638256407 | 198.26
3125-650 | WASHING MACHINE BOX W/ 1/2 PEX ARRESTER VALVES | 773638256506 | 212.98
3125-660 | WASHING MACHINE BOX W/F1960 PEX 1/2 PEX ARRESTER VALVES | 773638256605 | 223.65
3125-675 | WASHING MACHINE BOX WITH 1/2 SOLDER ARRESTER VALVES | 773638256759 | 234.24
3125-680 | WASHING MACHINE BOX WITH 1/2 PUSH FIT ARRESTER VALVES | 773638256803 | 279.58
3125-720 | ICE MAKER BOX WITH VALVE 1/2 PEX X 1/4 OD COMP LF | 773638257206 | 115.28
3125-740 | ICE MAKER BOX WITH VALVE 1/2 PUSH FIT X 1/4 OD COMP LF | 773638257404 | 142.96
3125-775 | ICE MAKER BOX WITH ARRESTER VALVE 1/2 PEX X 1/4 OD COMP LF | 773638257756 | 164.24
3125-780 | ICE MAKER BOX WITH ARRESTER VALVE 1/2 PUSH FIT X 1/4 OD LF | 773638257800 | 197.08
3125-790 | ICE MAKER BOX WITH VALVE 1/2 F1960 X 1/4 OD COMP LF | 773638257909 | 132.56
3125-795 | ICE MAKER BOX WITH ARRESTER VALVE 1/2 F1960 X 1/4 OD LF |  | 172.34
3127-106 | MECHANICAL POP-UP DRAIN CHROME 1-1/4 X 6 PLASTIC | 773638279062 | 43.2
3129-003 | BATH WASTE OVERFLOW PLASTIC TRIP LEVER | 773638290036 | 112.05
3129-501 | TRIM KIT WASTE OVERFLOW LIFT LOCK CHROME | 773638295017 | 95.71
3129-512 | TRIM KIT WASTE OVERFLOW EASY TOUCH POL BRASS | 773638295123 | 131.64
3131-201 | KITCHEN SINK STRAINER STAINLESS STEEL | 773638312011 | 38.32
3131-202 | BAR SINK STRAINER STAINLESS STEEL | 773638312028 | 32.81
3131-301 | KITCHEN SINK STRAINER CHROME | 773638313018 | 97.64
3132-201 | LAUNDRY TUB STRAINER STAINLESS STEEL | 773638322010 | 31.23
3133-101 | SHOWER DRAIN QUICK CAULK WHITE GRID | 773638331012 | 32.78
3133-102 | SHOWER DRAIN QUICK CAULK STAINLESS STEEL GRID | 773638331029 | 48.88
3133-103 | SHOWER DRAIN QUICK CAULK POL BRASS GRID | 773638331036 | 58.95
3133-105 | SHOWER DRAIN PLASTIC SOLVENT WELD ABS WHITE GRID | 773638331050 | 21.87
3133-107 | SHOWER DRAIN SOLVENT WELD STAINLESS STEEL GRID | 773638331074 | 30.48
3133-110 | DRAIN GENERAL PURPOSE 2 x 3 ABS | 773638331104 | 37.79
3133-111 | DRAIN GENERAL PURPOSE 3 x 4 ABS | 773638331111 | 42
3133-113 | SHOWER DRAIN 2 EZ INSTALL STAINLESS STEEL GRID | 773638331135 | 56.98
3133-114 | SHOWER DRAIN 2 EZ INSTALL BRUSHED NICKEL | 773638331142 | 74.75
3133-117 | SHOWER DRAIN 2 WITH OFFSET SS GRID | 773638331173 | 53.3
3133-201 | STRAINER FLAT TOP STAINLESS STEEL | 773638332019 | 48.2
3133-202 | SINK STRAINER DUPLEX STAINLESS STEEL | 773638332026 | 33.7
3133-301 | SHOWER DRAIN BRASS QUICK CAULK SS GRID | 773638333016 | 73.32
3133-404 | SHOWER STALL STRAINER 2 | 773638334044 | 20.62
3133-405 | SHOWER STALL STRAINER 1-1/2 | 773638334051 | 20.62
3133-901 | SHOWER DRAIN GRID 4-1/4 STAINLESS STEEL | 773638339018 | 23.95
3133-902 | SHOWER DRAIN GRID 4-1/4 POL BRASS | 773638339025 | 32.69
3133-903 | SHOWER DRAIN GRID 4-1/4 ANTIQUE BRASS | 773638339032 | 32.05
3133-904 | SHOWER DRAIN GRID 4-1/2 WHITE PLASTIC | 773638339049 | 14.7
3133-909 | SHOWER DRAIN GRID SS 4-1/4 W SCREWS F/3133-113 | 773638339094 | 26.3
3134-101 | POP-UP DRAIN PLASTIC 1-1/4 x 5 NO OVERFLOW HOLES | 773638341011 | 22.78
3140-001 | TRIM KIT FOR TUB & SHOWER FAUCET CHROME | 773638400916 | 83.81
3141-304 | SHOWER HEAD WATER SAVER CHROME | 773638413046 | 33.52
3141-305 | SHOWER HEAD WATER SAVER CHROME W/SHUT-OFF | 773638413053 | 59.9
3141-912 | SHOWER HEAD 2 ADJUSTABLE | 773638419123 | 42.91
3142-092 | TUB SPOUT DIE CAST 1/2 CHROME | 773638420921 | 33.9
3142-093 | DIVERTER SPOUT DIE CAST 1/2 & 3/4 CHROME | 773638420938 | 73.87
3142-094 | DIVERTER SPOUT DIE CAST 1/2 & 3/4 TOP CON CHROME | 773638420945 | 73.96
3142-095 | DIVERTER SPOUT DIE CAST 1/2 FRONT CHROME | 773638420952 | 53.63
3142-096 | DIVERTER SPOUT DIE CAST 1/2 PUSH ON CHROME | 773638420969 | 82.58
3142-103 | TUB SPOUT DIE 1/2 CAST PUSH ON CHROME | 773638421034 | 70.48
3152-005 | CLOSET FLOOR FLANGE 4 x 3 PLASTIC | 773638520058 | 22.4
3152-100 | CLOSET FLOOR FLANGE ABS 4 X 3 SQUARE WITH SS BOLTS | 773638521000 | 77.12
3154-007 | TEST PLUG 1-1/2 | 773638540070 | 13.51
3154-008 | TEST PLUG 2 | 773638540087 | 17.9
3154-010 | TEST PLUG 3 | 773638540100 | 28.52
3154-011 | TEST PLUG 4 | 773638540117 | 32.82
3154-012 | TEST PLUG 5 | 773638540124 | 81.09
3154-013 | TEST PLUG 6 | 773638540131 | 87.65
3157-008 | ACCESS PANEL FLEXFIT 10X10 FOR OPENINGS 6-8.5 - PLASTIC | 773638570084 | 49.06
3157-012 | ACCESS PANEL FLEXFIT 14X14 FOR OPENINGS 10-12.5, PLASTIC | 773638570121 | 65.53
3158-005 | FLOOR AND CEILING PLATE 1 IPS | 773638580052 | 12.44
3158-006 | FLOOR AND CEILING PLATE 1-1/4 IPS | 773638580069 | 13.36
3158-102 | ESCUTCHEON 3/8 IPS CHROME STEEL | 999999999993 | 1.7
3158-103 | ESCUTCHEON 1/2 IPS CHROME STEEL | 999999999993 | 1.7
3158-104 | ESCUTCHEON 3/4 IPS CHROME STEEL | 999999999993 | 1.7
3158-505 | FLOOR AND CEILING PLATE 1 COPPER TUBE | 773638585057 | 8.9
3158-506 | FLOOR AND CEILING PLATE 1-1/4 COPPER TUBE | 773638585064 | 15.65
3158-507 | FLOOR AND CEILING PLATE 1-1/2 COPPER TUBE | 773638585071 | 15.65
3158-602 | ESCUTCHEON 3/8 CTS CHROME STEEL | 999999999993 | 1.7
3158-603 | ESCUTCHEON 1/2 CTS CHROME STEEL | 999999999993 | 1.7
3158-866 | TRAP CONNECTOR 1-1/4 x 1-1/4 SLIP x M | 773638588669 | 22.25
3158-876 | TRAP CONNECTOR 1-1/4 x 1-1/2 SLIP x M | 773638588768 | 22.67
3158-877 | TRAP CONNECTOR 1-1/2 x 1-1/2 SLIP x M | 773638588775 | 24.75
3158-966 | TRAP CONNECTOR 1-1/4 x 1-1/4 SLIP x F | 773638589666 | 24.05
3158-976 | TRAP CONNECTOR 1-1/4 x 1-1/2 SLIP x F | 773638589765 | 26.38
3158-977 | TRAP CONNECTOR 1-1/2 x 1-1/2 SLIP x F | 773638589772 | 27.99
3159-006 | ACCESS DOOR 6 X 6 STEEL16 GAUGE GREY | 773638599061 | 64
3159-008 | ACCESS DOOR 8 X 8 STEEL16 GAUGE GREY | 773638599085 | 77.46
3159-010 | ACCESS DOOR 10 X 10 STEEL16 GAUGE GREY | 773638599108 | 90.94
3159-012 | ACCESS DOOR 12 X 12 STEEL16 GAUGE GREY | 773638590129 | 111.65
3159-014 | ACCESS DOOR 14 X 14 STEEL16 GAUGE GREY | 773638590143 | 134.61
3159-016 | ACCESS DOOR 16 X 16 STEEL16 GAUGE GREY | 773638590167 | 159.11
3159-018 | ACCESS DOOR 18 X 18 STEEL16 GAUGE GREY | 773638590181 | 193.11
3159-024 | ACCESS DOOR 24 X 24 STEEL16 GAUGE GREY | 773638590242 | 280.9
3160-066 | ACCESS PANEL 6 X 6 PLASTIC WHITE | 773638600668 | 19.42
3160-069 | ACCESS PANEL 6 X 9 PLASTIC WHITE | 773638600699 | 19.42
3160-088 | ACCESS PANEL 8 X 8 PLASTIC WHITE | 773638600880 | 25.73
3160-112 | ACCESS PANEL 12 X 12 PLASTIC WHITE | 773638601122 | 44.82
3160-114 | ACCESS PANEL 14 X 14 PLASTIC WHITE | 773638601146 | 58.76
3160-116 | ACCESS PANEL 16 X 16 PLASTIC WHITE | 773638601160 | 61.74
3164-103 | UNION 1/2 PVC THREAD SCHED 80 | 773638641036 | 11.02
3164-104 | UNION 3/4 PVC THREAD SCHED 80 | 773638641043 | 13.48
3164-105 | UNION 1 PVC THREAD SCHED 80 | 773638641050 | 21.02
3164-106 | UNION 1-1/4 PVC THREAD SCHED 80 | 773638641067 | 25.53
3164-107 | UNION 1-1/2 PVC THREAD SCHED 80 | 773638641074 | 46.49
3164-108 | UNION 2 PVC THREAD SCHED 80 | 773638641081 | 69.52
3164-603 | UNION 1/2 PVC SOLVENT SCHED 80 | 773638646031 | 11.02
3164-604 | UNION 3/4 PVC SOLVENT SCHED 80 | 773638646048 | 13.48
3164-605 | UNION 1 PVC SOLVENT SCHED 80 | 773638646055 | 21.02
3164-606 | UNION 1-1/4 PVC SOLVENT SCHED 80 | 773638646062 | 25.53
3164-607 | UNION 1-1/2 PVC SOLVENT SCHED 80 | 773638646079 | 46.49
3164-608 | UNION 2 PVC SOLVENT SCHED 80 | 773638646086 | 69.52
3167-094 | DIELECTRIC UNION 3/4 x 1/2 M x SOLDER | 773638670944 | 43.96
3168-003 | DIELECTRIC UNION 1/2 F x SOLDER LEAD FREE | 773638680035 | 39.99
3168-004 | DIELECTRIC UNION 3/4 F x SOLDER LEAD FREE | 773638680042 | 39.99
3168-005 | DIELECTRIC UNION 1 F x SOLDER LEAD FREE | 773638680059 | 68.33
3168-006 | DIELECTRIC UNION 1-1/4 F x SOLDER LEAD FREE | 773638680066 | 103.28
3168-007 | DIELECTRIC UNION 1-1/2 F x SOLDER LEAD FREE | 773638680073 | 157.97
3168-008 | DIELECTRIC UNION 2 F x SOLDER LEAD FREE | 773638680080 | 229.52
3168-094 | DIELECTRIC UNION 3/4 x 1/2 F x SOLDER LEAD FREE | 773638680943 | 39.99
3200-901 | BATH WASTE OVERFLOW BRASS EXT CABLE 20 BRUSH NICK | 773638009010 | 854.31
3203-260 | PTFE TAPE 1/2 X 260 YELLOW GAS UL | 773638032605 | 17.67
3203-480 | PTFE TAPE 1/2 X 480 YELLOW GAS UL | 773638034807 | 17.67
3204-260 | PTFE TAPE 1/2 X 260 PINK HIGH DENSITY UL | 773638042604 | 11.32
3206-201 | POP-UP DRAIN 1-1/4 X 6 BRASS CHROME 3 PIECE | 773638062015 | 56.98
3206-501 | POP-UP DRAIN 1-1/4 x 8 PLASTIC CHROME 2 PIECE | 773638965019 | 28.2
3206-901 | POP-UP DRAIN 1-1/4 x 8 BRASS CHROME GRID STRAINER | 773638069014 | 61.83
3207-509 | POP-UP DRAIN 1-1/4 X 9 PLASTIC CHROME 2 PIECE PRESTO POP-UP | 773638875097 | 48.91
3207-510 | POP-UP DRAIN 1-1/4 X 9 PLASTIC CHROME PRESTO 2 3/4 ROUND STOPPER | 773638875103 | 61.13
3208-502 | TRANS COUPLING 1-1/2 CI PL TO 1-1/4 COPPER DWV | 773638085021 | 32.81
3208-503 | TRANS COUPLING 1-1/2 CI PL TO 1-1/2 COPPER DWV | 773638085939 | 32.81
3208-504 | TRANS COUPLING 2 CI PL TO 1-1/2 COPPER DWV | 773638085045 | 34.17
3208-505 | TRANS COUPLING 2 CI PL TO 2 COPPER DWV | 773638085052 | 33.29
3208-507 | TRANS COUPLING 3 CI PL TO 2 COPPER DWV | 773638085076 | 43.11
3208-508 | TRANS COUPLING 3 CI PL TO 3 COPPER DWV | 773638085083 | 35.83
3208-510 | TRANS COUPLING 4 CI PL TO 3 COPPER DWV | 773638085106 | 58.63
3208-511 | TRANS COUPLING 4 CI PL TO 4 COPPER DWV | 773638085113 | 45.55
3208-603 | TRANS COUPLING 1-1/2 COPPER TO 1-1/2 COPPER DWV | 773638086035 | 32.81
3208-604 | TRANS COUPLING 2 COPPER TO 1-1/2 COPPER DWV | 773638086042 | 43.93
3208-605 | TRANS COUPLING 2 COPPER TO 2 COPPER DWV | 773638086059 | 33.29
3208-901 | MECHANICAL JOINT COUPLING 1-1/2 HEAVY DUTY | 773638089012 | 23.46
3208-902 | MECHANICAL JOINT COUPLING 2 HEAVY DUTY | 773638089029 | 23.46
3208-903 | MECHANICAL JOINT COUPLING 3 HEAVY DUTY | 773638089036 | 24.66
3208-904 | MECHANICAL JOINT COUPLING 4 HEAVY DUTY | 773638089944 | 27.65
3208-906 | MECHANICAL JOINT COUPLING 6 HEAVY DUTY | 773638089067 | 74.55
3208-908 | MECHANICAL JOINT COUPLING 8 HEAVY DUTY |  | 91.71
3208-921 | MECHANICAL JOINT COUPLING 2 x 1-1/2 HEAVY DUTY | 773638089210 | 24.85
3209-258 | SINK TAILPIECE 1-1/2 x 2-5/8 ROUGH BRASS | 773638092586 | 8.38
3209-302 | REPLACEMENT BASKET 3-1/2 GRAVITY STEM | 773638093026 | 22.39
3209-303 | REPLACEMENT BASKET 3-1/2 GALT STYLE | 773638093033 | 22.39
3209-306 | REPLACEMENT BASKET 3-1/2 TURN & SEAL NEW 3209-801 | 773638093064 | 22.39
3209-307 | REPLACEMENT BASKET 3-1/2 POST STYLE NEW 3209-901 | 773638093071 | 22.39
3209-404 | SINK TAILPIECE 1-1/2 x 4 ROUGH BRASS | 773638094047 | 12.47
3209-406 | SINK TAILPIECE 1-1/2 x 6 ROUGH BRASS | 773638094061 | 16.04
3209-601 | SINK STRAINER 4-1/2 SS W/TAILPIECE PUSH & SEAL | 773638096010 | 126.55
3209-801 | SINK STRAINER 4-1/2 SS W/TAILPIECE TURN & SEAL | 773638098014 | 93.57
3209-901 | SINK STRAINER 4-1/2 SS W/TAILPIECE POST STEM | 773638099011 | 93.57
3210-136 | 3/8 O.D. x 36 LAVATORY RISER C.P. (36A) | 631347106850 | 38.75
3210-212 | 3/8 O.D. x 12 CLOSET RISER C.P. (12DL) | 631347107185 | 11.48
3211-001 | SUPPLY FITTING COMP RINGS 3/8 OD CHROME BRASS | 773638110013 | 1.21
3213-103 | PTFE TAPE 1/2 X 480 WHITE W/UPC | 773638131032 | 3.64
3213-480 | PTFE TAPE 1/2 X 480 WHITE HIGH DENSITY | 773638134804 | 3.6
3213-910 | PTFE TAPE 1/2 X 480 WHITE (PACK 10) | 773638139106 | 36.21
3215-101 | MECHANICAL POP-UP DRAIN 1-1/4 x 8 BRASS CHROME | 773638151016 | 125.58
3215-501 | MECHANICAL POP-UP DRAIN 1-1/4 X 8 DUAL BRASS PLASTIC | 773638155014 | 72.75
3215-909 | MECHANICAL POP-UP DRAIN 1-1/4 x 8 HYBRID CHROME | 773638159098 | 72.75
3216-201 | ACID BRUSH 1/4 METAL HDL | 773638162012 | 1.1
3216-301 | ACID BRUSH 3/8 METAL HDL | 773638163019 | 1.46
3219-101 | BATH WASTE OVERFLOW BRASS 16 CHROME PLUG & CHAIN | 773638191012 | 208.9
3220-001 | POP-UP DRAIN 1-1/4 X 9 STAINLESS STEEL PRESTO 2 3/8 ROUND STOPPER CH | 773638280013 | 170.8
3220-004 | POP-UP DRAIN 1-1/4 X 9 STAINLESS STEEL PRESTO 2 3/8 ROUND STOPPER BN | 773638280044 | 180.52
3221-050 | WATER HEATER EARTHQUAKE RESTRAINT 80 US GAL.MAX | 773638210508 | 66.31
3221-103 | PEXRITE BRACKET 20 GALVANIZED | 671119103182 | 26.78
3221-404 | HOLDRITE INSERTS F/1/2 CTS | 671119004045 | 3.42
3221-704 | TURN-OUT SUPPORT FOR 1/2 PEX TUBE | 773638217040 | 11.91
3221-705 | TURN-OUT SUPPORT FOR 3/4 PEX TUBE | 773638217057 | 16.64
3222-003 | TEST PLUG 1/2 X 5 PLASTIC FOR TUB & SHOWER VALVES | 773638220033 | 13.51
3222-500 | HANDIPLUG COUNTER DISPLAY ENGLISH |  | 34.05
3222-600 | HANDIPLUG COUNTER DISPLAY FRENCH |  | 34.05
3224-120 | FLEX CONNECTOR SS 1/2 FIP X 1/2 PUSH-FIT ANGLE VALVE 12 FAUCET LEAD FREE | 773638241205 | 43.21
3224-180 | FLEX CONNECTOR SS 1/2 FIP X 1/2 PUSH-FIT ANGLE VALVE 18 FAUCET LEAD FREE | 773638241809 | 45.47
3224-240 | FLEX CONNECTOR SS 1/2 FIP X 1/2 PUSH-FIT ANGLE VALVE 24 FAUCET LEAD FREE | 773638242400 | 46.61
3225-120 | FLEX CONNECTOR SS 7/8 BALLCOCK X 1/2 PUSH-FIT ANG VALVE 12 TOILET LEAD FREE | 773638851206 | 42.14
3226-033 | FLEX CONNECTOR SS 1/2 PUSH-FIT 12 REPAIR HOSE LEAD FREE | 773638260336 | 73.67
3226-044 | FLEX CONNECTOR SS 3/4 PUSH-FIT 12 REPAIR HOSE LEAD FREE | 773638260442 | 102.77
3227-120 | FLEX CONNECTOR SS 3/8 COMP x 3/8 COMP 12 FAUCET LEAD FREE | 773638271202 | 27.71
3227-200 | FLEX CONNECTOR SS 3/8 COMP x 3/8 COMP 20 FAUCET LEAD FREE | 773638272001 | 37.27
3228-120 | FLEX CONNECTOR SS 1/4 COMP x 1/4 COMP 120 ICEMAKER LEAD FREE | 773638281201 | 153.01
3228-600 | FLEX CONNECTOR SS 1/4 COMP x 1/4 COMP 60 ICEMAKER LEAD FREE | 773638286008 | 76.51
3229-180 | FLEX CONNECTOR SS 3/4 FIP x 3/4 FIP 18 WATER HEATER LEAD FREE | 773638291804 | 111.67
3229-185 | FLEX CONNECTOR SS 3/4 MIP x 3/4 FIP 18 WATER HEATER LEAD FREE | 773638291859 | 121.69
3229-212 | FLEX CONNECTOR SS 3/4 FIP X 3/4 PUSH-FIT 12 WATER HEATER LEAD FREE | 773638292122 | 100.17
3229-243 | FLEX CONNECTOR SS 3/4 FIP x 1/2 PUSH-FIT 18 WATER HEATER LEAD FREE | 773638292436 | 79.06
3229-244 | FLEX CONNECTOR SS 3/4 FIP x 3/4 PUSH-FIT 18 WATER HEATER LEAD FREE | 773638292443 | 105.43
3229-612 | FLEX CONN SS 3/4 FIP X 3/4 PUSH VALVE 12 WATER HEATER LEAD FREE | 773638296120 | 130.49
3229-643 | FLEX CONNECTOR SS 3/4 FIP x 1/2 PUSH-FIT VALVE 18 WATER HEATER LEAD FREE | 773638296434 | 137.38
3229-644 | FLEX CONNECTOR SS 3/4 FIP x 3/4 PUSH-FIT VALVE 18 WATER HEATER LEAD FREE | 773638296441 | 181.85
3230-090 | FLEX CONNECTOR SS 3/8 COMP x 1/2 FIP 9 FAUCET LEAD FREE | 773638300902 | 25.42
3230-120 | FLEX CONNECTOR SS 3/8 COMP x 1/2 FIP 12 FAUCET LEAD FREE | 773638301206 | 27.3
3230-160 | FLEX CONNECTOR SS 3/8 COMP x 1/2 FIP 16 FAUCET LEAD FREE | 773638301602 | 32.04
3230-162 | FLEX CONNECTOR SS 3/8 COMP X 1/2 FIP 16 FAUCET 2 PACK | 773638301626 | 50.46
3230-200 | FLEX CONNECTOR SS 3/8 COMP x 1/2 FIP 20 FAUCET LEAD FREE | 773638302005 | 36.86
3230-300 | FLEX CONNECTOR SS 3/8 COMP x 1/2 FIP 30 FAUCET LEAD FREE | 773638303002 | 41.97
3230-360 | FLEX CONNECTOR SS 3/8 COMP x 1/2 FIP 36 FAUCET LEAD FREE | 773638303606 | 48.33
3231-060 | FLEX CONNECTOR SS 3/8 COMP x 7/8 BALLCOCK 6 TOILET LEAD FREE | 773638310604 | 23.89
3231-090 | FLEX CONNECTOR SS 3/8 COMP x 7/8 BALLCOCK 9 TOILET LEAD FREE | 773638310901 | 25.42
3231-120 | FLEX CONNECTOR SS 3/8 COMP x 7/8 BALLCOCK 12 TOILET LEAD FREE | 773638311205 | 27.3
3231-160 | FLEX CONNECTOR SS 3/8 COMP x 7/8 BALLCOCK 16 TOILET LEAD FREE | 773638311601 | 32.04
3231-200 | FLEX CONNECTOR SS 3/8 COMP x 7/8 BALLCOCK 20 TOILET LEAD FREE | 773638312004 | 36.86
3232-060 | FLEX CONNECTOR SS 1/2 COMP x 7/8 BALLCOCK 6 TOILET LEAD FREE | 773638320603 | 32.64
3234-120 | FLEX CONNECTOR SS 3/8 OD CU x 3/8 OD COM 12 FAUCET LEAD FREE | 773638341202 | 33.06
3234-160 | FLEX CONNECTOR SS 3/8 OD CU X 3/8 OD COM 16 FAUCET LEAD FREE | 773638341608 | 21.44
3234-200 | FLEX CONNECTOR SS 3/8 OD CU x 3/8 OD COM 20 FAUCET LEAD FREE | 773638342001 | 44.58
3235-480 | FLEX CONNECTOR SS 3/8 COMP x 3/8 MIP 48 DISHWASHER LEAD FREE | 773638354806 | 69.26
3235-600 | FLEX CONNECTOR SS 3/8 COMP x 3/8 MIP 60 DISHWASHER LEAD FREE | 773638356008 | 76.51
3235-720 | FLEX CONNECTOR SS 3/8 COMP x 3/8 MIP 72 DISHWASHER LEAD FREE | 773638357203 | 88.57
3235-960 | FLEX CONNECTOR SS 3/8 COMP x 3/8 MIP 96 DISHWASHER LEAD FREE | 773638359603 | 105.41
3236-120 | FLEX CONNECTOR SS 1/2 FIP x 1/2 FIP 12 FAUCET LEAD FREE | 773638361200 | 30.6
3236-160 | FLEX CONNECTOR SS 1/2 FIP x 1/2 FIP 16 FAUCET LEAD FREE | 773638361606 | 34.33
3236-200 | FLEX CONNECTOR SS 1/2 FIP x 1/2 FIP 20 FAUCET LEAD FREE | 773638362009 | 38.51
3236-300 | FLEX CONNECTOR SS 1/2 FIP x 1/2 FIP 30 FAUCET LEAD FREE | 773638363006 | 53.91
3237-480 | FLEX CONNECTOR SS 48 WASH MACHINE LEAD FREE | 773638374804 | 45.53
3237-600 | FLEX CONNECTOR SS 60 WASH MACHINE LEAD FREE | 773638376006 | 109.87
3237-602 | FLEX CONNECTOR SS 60 WASH MACHINE 2-PACK LEAD FREE | 773638876025 | 190.53
3237-605 | FLEX CONNECTOR SS W/ELBOW 60 WASH MACHINE LEAD FREE | 773638376051 | 81.46
3237-718 | FLEX CONNECTOR SS 72 WASH MACHINE 2-PACK - BULK | BULK | 200.05
3237-720 | FLEX CONNECTOR SS 72 WASH MACHINE LEAD FREE | 773638877206 | 122.19
3237-722 | FLEX CONNECTOR SS 72 WASH MACHINE 2-PACK LEAD FREE | 773638877220 | 200.05
3237-725 | FLEX CONNECTOR SS W/ELBOW 72 WASH MACHINE LEAD FREE | 773638877251 | 90
3237-902 | FLEX CONNECTOR SS 60 WASH MACHINE 2-PACK LEAD FREE | 773638379021 | 172.82
3237-960 | FLEX CONNECTOR SS 96 WASH MACHINE LEAD FREE | 773638379601 | 140.52
3237-999 | ELBOW FOR WASHING MACHINE 90 3/4 MGH X 3/4 FGH | 773638379991 | 14.61
3238-600 | FLEX CONNECTOR SS 3/4 HOSE x 3/8 OD COMP 60 DISHWASHER LEAD FREE | 773638386005 | 97.61
3238-720 | FLEX CONNECTOR SS 3/4 HOSE x 3/8 OD COMP 72 DISHWASHER LEAD FREE | 773638387200 | 113.02
3238-999 | ELBOW FOR DISHWASHER 3/4 HOSE X 90 | 773638389990 | 30.42
3239-600 | FLEX CONNECTOR SS 1/2 FIP x 3/8 MIP 60 DISHWASHER LEAD FREE | 773638396004 | 84.12
3239-720 | FLEX CONNECTOR SS 1/2 FIP x 3/8 MIP 72 DISHWASHER LEAD FREE | 773638397209 | 97.43
3240-150 | SUMP PUMP CHECK VALVE 1-1/4 TO 1-1/2 | 773638401500 | 68.95
3240-200 | SEWAGE PUMP CHECK VALVE 2 | 773638402002 | 126.44
3241-480 | FLEX CONNECTOR SS 48 DISHWASHER KIT TWO ELBOW LEAD FREE | 773638414807 | 95.57
3241-600 | FLEX CONNECTOR SS 60 DISHWASHER KIT TWO ELBOW LEAD FREE | 773638416009 | 104.65
3241-720 | FLEX CONNECTOR SS 72 DISHWASHER KIT TWO ELBOW LEAD FREE | 773638417204 | 115.72
3242-722 | FLEX CONNECTOR PVC 72 WASH MACHINE 2-PACK RED BLUE LEAD FREE | 773638427227 | 150.07
3243-185 | FLEX CONNECTOR SS 1 FIP X 3/4 PUSH FIT 18 IN WATER SOFTENER LEAD FREE | 773638431859 | 140.43
3244-720 | FLEX CONNECTOR SS STEAM DRYER INSTALLATION KIT 72 | 773638447201 | 238.9
3244-920 | FLEX CONNECTOR SS STEAM DRYER INSTALLATION KIT 72 | 773638449205 | 227.51
3245-720 | FLEX CONNECTOR HIGH-PRESSURE HE W/ELBOW 72 WASH MACHINE 2-PACK LEAD FREE | 773638457200 | 263.88
3246-720 | FLEX CONNECTOR SS BURSTPROTECT 3/8 COMP 72 DISHWASHER LEAD FREE | 773638467209 | 147.03
3247-120 | FLEX CONNECTOR SS BURSTPROTECT 1/4 COMP 120 ICEMAKER LEAD FREE | 773638471206 | 113.1
3248-720 | FLEX CONNECTOR HIGH-PRESSURE 72 WASH MACHINE 2-PACK LEAD FREE | 773638487207 | 202.04
3250-004 | WASHING MACHINE HOSE RUBBER FEMALE x FEMALE 4ft BAG | 773638590044 | 27.67
3250-010 | WASHING MACHINE HOSE RUBBER FEMALE x FEMALE 10ft BAG | 773638590105 | 50.13
3250-015 | WASHING MACHINE HOSE RUBBER FEMALE x FEMALE 15ft BAG | 773638500159 | 69.51
3250-195 | WASHING MACHINE HOSE RUBBER FEMALE x FEMALE 90 ELBOW 5ft BAG | 773638591058 | 40.61
3250-196 | WASHING MACHINE HOSE RUBBER FEMALE x FEMALE 90 ELBOW 6ft BAG | 773638591065 | 46.61
3250-198 | WASHING MACHINE HOSE RUBBER FEMALE x FEMALE 90 ELBOW 8ft BAG | 773638591089 | 57.32
3250-305 | DISHWASHER HOSE RUBBER FEMALE 90 ELBOW X 1/8 MALE 5ft | 773638503051 | 56.12
3250-905 | WASHING MACHINE HOSE RUBBER FEMALE x FEMALE 5ft BAG | 773638590051 | 30.14
3250-906 | WASHING MACHINE HOSE RUBBER FEMALE x FEMALE 6ft BAG | 773638590068 | 34.13
3250-908 | WASHING MACHINE HOSE RUBBER FEMALE x FEMALE 8ft BAG | 773638590082 | 46.15
3250-912 | WASHING MACHINE Y MIXER RUBBER HOSE 12 BAG | 773638594127 | 35.62
3251-101 | DRAIN HOSE NON PRESSURE RUBBER 15/16 ID 50ft | 773638511018 | 415
3251-305 | DRAIN HOSE PREFORMED HOOK NOSE RUBBER 5ft | 773638593052 | 56.27
3251-606 | WASHING MACHINE DRAIN HOSE PREFORMED CORRUGATED PLASTIC 6ft | 773638516068 | 68.94
3251-806 | DISHWASHER DRAIN HOSE CORRUGATED PLASTIC 6ft | 773638518062 | 96.52
3255-044 | WATER HAMMER ARRESTER 3/4 FEMALE HOSE x MALE HOSE | 773638550444 | 76.12
3258-100 | P TRAP 1-1/4 20G W/CO CP DEEP FLG CSA | 773638581004 | 104.99
3259-200 | P-TRAP 1-1/2 20G CAST IPS EL GJ RB CSA | 773638592000 | 102.08
3259-300 | P-TRAP 1-1/2 20G CAST SWT EL GJ RB CSA | 773638593007 | 102.08
3260-120 | WATER HEATER CONNECTOR COPPER 3/4 FIP x 3/4 SOLDER x 12 | 773638601207 | 33.52
3265-700 | TOILET TANK FILL VALVE ANTI SIPHON ADJUSTABLE | 773638657006 | 33.49
3270-001 | INSTALLATION KIT TOILET - 12 SS CON., WAX, BOLTS | 773638700016 | 30.12
3270-002 | INSTALLATION KIT FAUCET - 20 SS CONS., P-F ANGLE VALVES, ESCUT, TAPE | 773638700023 | 78.85
3270-102 | INSTALLATION KIT FAUCET - 20 SS CONS., P-F STRAIT VALVES, ESCUT, TAPE | 773638701020 | 78.85
3270-600 | INSTALLATION KIT DISHWASHER - 60 SS CON, Y, P-F VALVE, ELBOWS, TAPE | 773638706001 | 90.1
3270-720 | INSTALLATION KIT DISHWASHER - 72 SS CON, Y, P-F VALVE, ELBOWS, TAPE | 773638707206 | 95.77
3270-991 | TOILET KIT 3270-001 PARTS: 3231-120 BULK HOSE & 3270-001 BAG | BULK | 30.12
3274-100 | CLOSET FLANGE EXTENSION KIT QUICK FIX | 773638761482 | 70.46
3275-100 | SHOWER KIT ADD-ON 24 x 42 FRAME | 773638751001 | 878.09
3280-024 | FLEX GAS CONNECTOR SS 3/4 FIP 24 | 773638800242 | 115.74
3280-036 | FLEX GAS CONNECTOR SS 3/4 FIP 36 | 773638800365 | 131.6
3280-048 | FLEX GAS CONNECTOR SS 3/4 FIP 48 | 773638800488 | 158.08
3280-112 | FLEX GAS CONNECTOR SS 1/2 MIP 12 | 773638801126 | 68.93
3280-124 | FLEX GAS CONNECTOR SS 1/2 FIP 24 | 773638801249 | 115.74
3282-001 | FLEX GAS CONNECTOR SS END FITTING 1/2 FIP | 773638820011 | 13.15
3282-002 | FLEX GAS CONNECTOR SS END FITTING 3/4 FIP | 773638820028 | 16.79
3282-003 | FLEX GAS CONNECTOR SS END FITTING 1/2 MIP | 773638820035 | 13.8
3282-004 | FLEX GAS CONNECTOR SS END FITTING 3/4 MIP | 773638820042 | 16.64
3290-530 | LED FAUCET AERATOR SWIVEL - COLOR CHANGING TEMP SENSITIVE | 773638905305 | 50.57
3290-805 | KITCHEN FAUCET AERATOR- DOUBLE SWIVEL SPRAY WHITE | 773638908054 | 18.22
3291-110 | SUPPLY FITTING 3/8i FIP STRAIGHT CHROME LEAD FREE | 773638911108 | 11.72
3291-112 | SUPPLY FITTING 1/2 FIP STRAIGHT CHROME LEAD FREE | 773638911122 | 15.74
3291-113 | SUPPLY FITTING 1/2 MIP STRAIGHT CHROME LEAD FREE | 773638911139 | 17.73
3291-114 | SUPPLY FITTING 1/2 SOLDER STRAIGHT CHROME LEAD FREE | 773638911146 | 13.34
3291-116 | SUPPLY FITTING 3/8i MIP ANGLE CHROME LEAD FREE | 773638911160 | 14.6
3291-117 | SUPPLY FITTING 1/2i FIP ANGLE CHROME LEAD FREE | 773638911177 | 16.56
3291-118 | SUPPLY FITTING 1/2 MIP ANGLE CHROME LEAD FREE | 773638911184 | 19.3
3291-119 | SUPPLY FITTING 1/2 SOLDER ANGLE CHROME LEAD FREE | 773638911191 | 16.49
3291-214 | SUPPLY FITTING 5/8 OD COMP STRAIGHT CHROME LEAD FREE | 773638912143 | 22.04
3291-219 | SUPPLY FITTING 5/8 OD COMP ANGLE CHROME LEAD FREE | 773638912198 | 24.39
3325-006 | TOILET SEAT PROMO PLASTIC BONE | 773638251068 | 42.47
3326-346 | TOILET SEAT ELONGATED PROMO PLASTIC BISCUIT | 773638263467 | 66.15
3327-006 | TOILET SEAT REGULAR PLASTIC BONE | 773638270069 | 73.89
3327-346 | TOILET SEAT REGULAR PLASTIC BISCUIT | 773638273466 | 73.89
3330-346 | TOILET SEAT ELONGATED BISCUIT | 773638303460 | 110.2
3336-006 | TOILET SEAT SELFCLOSE REGULAR BONE | 773638360067 | 117.95
3336-346 | TOILET SEAT SELFCLOSE REGULAR BISCUIT | 773638363464 | 117.95
3337-006 | TOILET SEAT SELFCLOSE ELONGATED BONE | 773638370066 | 125.57
3337-346 | TOILET SEAT SELFCLOSE ELONGATED BISCUIT | 773638373463 | 125.57
3360-024 | WATER HEATER PAN 24 ALUMINUM W/DRAIN | 773638600248 | 69.42
3360-026 | WATER HEATER PAN 26 ALUMINUM W/DRAIN | 773638600262 | 79.66
3365-024 | WATER HEATER PAN 24 PLASTIC W/DRAIN | 773638650243 | 46.03
3365-026 | WATER HEATER PAN 26 PLASTIC W/DRAIN | 773638650267 | 53.06
3369-024 | WATER HEATER PAN 24 PLASTIC W/DRAIN BMR | 773638690249 | 46.03
3369-026 | WATER HEATER PAN 26 PLASTIC W/DRAIN BMR | 773638690263 | 53.06
3370-033 | WASHING MACHINE PAN 29 X 33 PLASTIC W/DRAIN | 773638700337 | 161.59
3371-024 | DISHWASHER PAN 24.5 X 20.5 PLASTIC | 773638710244 | 97.06
3379-150 | ALUMINUM FOIL TAPE 40 MICRON 48MM X 45M UL | 67735892485 | 51.12
3379-200 | ALUMINUM FOIL TAPE 50 MICRON 48MM X 45M UL | 67735902481 | 66.72
3380-100 | CLOSET BOLT PAIR 5/16 X 2 1/2 NYLON | 773638801003 | 3.92
3386-080 | FLOOR FLANGE 4 - LIGHT PATTERN BRASS | 773638860802 | 36.17
3386-140 | FLOOR FLANGE 4 - HEAVY PATTERN BRASS | 773638861403 | 41.02
3387-100 | CLOSET BOLT 5/16 x 2-1/4 BRASS 2/BAG | 773638871006 | 9.85
3387-500 | CLOSET BOLT 5/16 X 3-1/2 BRASS 2/BAG | 773638875004 | 16.05
3387-900 | CLOSET BOLT 5/16 x 2-1/4 BRASS 2/BAG-BULK | BULK | 8.99
3388-001 | ROOF FLASHING 1-1/2 EPDM | 773638880015 | 48.2
3388-002 | ROOF FLASHING 2 EPDM | 773638880022 | 48.2
3388-003 | ROOF FLASHING 3 EPDM | 773638880039 | 48.2
3388-004 | ROOF FLASHING 4 EPDM | 773638880046 | 48.2
3389-100 | DUCT TAPE GENERAL PURPOSE 48MM X 55M | 773638891004 | 31.86
3397-500 | SHOWER PAN LINER 5ft x 40ft PVC ROLL | 773638975001 | 1067.95
3398-100 | SHOWER DRAIN ABS W/CLAMP ROUND SS GRID | 773638981002 | 74.9
3398-104 | SHOWER DRAIN ABS W/CLAMP BRUSH NICKEL ROUND GRID | 773638981040 | 104.84
3398-200 | SHOWER DRAIN ABS W/CLAMP SQUARE SS GRID | 773638982009 | 81.99
3398-500 | SHOWER DRAIN SQUARE GRID SS LARGE BODY W/CLAMP | 773638985000 | 123.53
3398-504 | SHOWER DRAIN SQUARE GRID BRUSH NICKEL LARGE BODY W/CLAMP | 773638985048 | 209.9
3398-514 | DRAIN 4 SQUARE SS WITH TRAP (CYG) |  | 17.95
3403-001 | PIPE NIPPLE PVC SCHED 40/80 1/2 x CLOSE | 773638753005 | 3.02
3403-020 | PIPE NIPPLE PVC SCHED 40/80 1/2 x 2 | 773638753029 | 3.12
3403-025 | PIPE NIPPLE PVC SCHED 40/80 1/2 X 2 1/2 | 773638753036 | 3.29
3403-030 | PIPE NIPPLE PVC SCHED 40/80 1/2 x 3 | 773638753043 | 3.86
3403-040 | PIPE NIPPLE PVC SCHED 40/80 1/2 x 4 | 773638753050 | 4.04
3403-060 | PIPE NIPPLE PVC SCHED 40/80 1/2 x 6 | 773638753067 | 4.82
3403-080 | PIPE NIPPLE PVC SCHED 40/80 1/2 x 8 | 773638753074 | 7.02
3403-100 | PIPE NIPPLE PVC SCHED 40/80 1/2 x 10 | 773638753081 | 8.4
3403-120 | PIPE NIPPLE PVC SCHED 40/80 1/2 x 12 | 773638753098 | 9.67
3403-180 | PIPE NIPPLE PVC SCHED 40/80 1/2 x 18 | 773638753104 | 13.9
3403-240 | PIPE NIPPLE PVC SCHED 40/80 1/2 x 24 | 773638753111 | 18.58
3404-001 | PIPE NIPPLE PVC SCHED 40/80 3/4 x CLOSE | 773638753128 | 3.97
3404-020 | PIPE NIPPLE PVC SCHED 40/80 3/4 x 2 | 773638753135 | 4.28
3404-030 | PIPE NIPPLE PVC SCHED 40/80 3/4 x 3 | 773638753159 | 5.51
3404-040 | PIPE NIPPLE PVC SCHED 40/80 3/4 x 4 | 773638753166 | 6.06
3404-060 | PIPE NIPPLE PVC SCHED 40/80 3/4 x 6 | 773638753173 | 9.08
3404-080 | PIPE NIPPLE PVC SCHED 40/80 3/4 x 8 | 773638753180 | 10.31
3404-120 | PIPE NIPPLE PVC SCHED 40/80 3/4 x 12 | 773638753203 | 14.72
3404-180 | PIPE NIPPLE PVC SCHED 40/80 3/4 x 18 | 773638753210 | 19.82
3404-240 | PIPE NIPPLE PVC SCHED 40/80 3/4 x 24 | 773638753227 | 26.32
3405-020 | PIPE NIPPLE PVC SCHED 40/80 1 x 2 | 773638753289 | 5.1
3405-030 | PIPE NIPPLE PVC SCHED 40/80 1 x 3 | 773638753296 | 2.72
3405-060 | PIPE NIPPLE PVC SCHED 40/80 1 x 6 | 773638753234 | 12.66
3406-020 | PIPE NIPPLE PVC SCHED 40/80 1-1/4 x 2 | 773638753302 | 6.77
3406-080 | PIPE NIPPLE PVC SCHED 40/80 1-1/4 x 8 | 773638753333 | 9.01
3407-001 | PIPE NIPPLE PVC SCHED 40/80 1-1/2 x CLOSE | 773638753241 | 6.32
3407-020 | PIPE NIPPLE PVC SCHED 40/80 1-1/2 x 2 | 773638753340 | 7.03
3408-001 | PIPE NIPPLE PVC SCHED 40/80 2 x CLOSE | 773638753258 | 9.04
3408-030 | PIPE NIPPLE PVC SCHED 40/80 2 x 3 | 773638753265 | 9.95
3485-008 | DRAIN COVER STAINLESS STEEL 3 FOR 2 PIPE | 773638850087 | 19.88
3485-010 | DRAIN COVER STAINLESS STEEL 4 FOR 3 PIPE | 773638850100 | 21.77
3485-011 | DRAIN COVER STAINLESS STEEL 5 FOR 4 PIPE | 773638850117 | 32.81
3490-010 | SEWER STOP STEEL FLANGES 3 | 773638900102 | 45.79
3490-011 | SEWER STOP STEEL FLANGES 4 | 773638900119 | 62.52
3490-508 | SEWER STOP BRASS FLANGES 2 | 773638905084 | 48.02
3490-510 | SEWER STOP BRASS FLANGES 3 | 773638905107 | 66.82
3490-511 | SEWER STOP BRASS FLANGES 4 | 773638905114 | 94.34
3492-016 | DRAIN RING PVC 6 W/SLOTTED COVER | 773638920162 | 43.1
3492-116 | DRAIN RING PVC 6 | 773638921169 | 20.62
3492-118 | DRAIN RING PVC 8 | 773638921183 | 33.49
3492-216 | DRAIN COVER SOLID PVC 6 | 773638922166 | 26.3
3492-218 | DRAIN COVER SOLID PVC 8 | 773638922180 | 37.03
3492-316 | DRAIN COVER SLOTTED PVC 6 | 773638923163 | 26.3
3492-318 | DRAIN COVER SLOTTED PVC 8 | 773638923187 | 37.03
3493-007 | TRANSITION COUPLING 1-1/2 ABS TO COPPER DWV | 773638930079 | 92.2
3493-008 | TRANSITION COUPLING 2 ABS TO COPPER DWV | 773638930086 | 100.3
3493-010 | TRANSITION COUPLING 3 ABS TO COPPER DWV | 773638930109 | 282.23
3494-001 | CLOSET FLOOR FLANGE PLASTIC 3 INSIDE FIT | 773638940016 | 30.64
3495-010 | UTILITY DRAIN 3 ABS W/DUCTILE IRON GRID | 773638950107 | 73.17
3495-011 | UTILITY DRAIN 4 ABS W/DUCTILE IRON GRID | 773638950114 | 73.17
3496-010 | UTILITY CLEANOUT 3 ABS W/DUCTILE IRON PLATE | 773638960106 | 79
3496-011 | UTILITY CLEANOUT 4 ABS W/DUCTILE IRON PLATE | 773638960113 | 79
3497-007 | SHOWER DRAIN 1-1/2 CAST IRON W/CLAMP SS GRID | 773638970075 | 72.49
3520-904 | 3/4 PLASTIC FOOT VALVE CARDED |  | 56.95
3520-905 | 1 PLASTIC FOOT VALVE CARDED |  | 59.86
3520-906 | 1-1/4 PLASTIC FOOT VALVE CARDED |  | 68.34
3546-001 | TANK BOLT KIT BRASS 5/16 x 3 - 2/BAG | 773638460019 | 21.84
3547-001 | TANK TO BOWL GASKET STANDARD SIZE BLACK | 773638470018 | 9.82
3547-003 | TANK TO BOWL GASKET CRANE RED | 773638470032 | 9.27
3558-001 | TOILET TANK FLOAT BLACK PLASTIC | 773638990011 | 6.39
3558-002 | TOILET TANK FLOAT COPPER | 78864900552 | 59.18
3560-002 | 3/8 ID COPPER FTG BRUSH WIRE HDL |  | 16.36
3560-005 | 1ft COPPER FTG BRUSH WIRE HANDLE |  | 18.99
3560-006 | 1-1/4 COPPER FTG BRUSH WIRE HANDLE |  | 21.09
3560-007 | 1-1/2 COPPER FTG BRUSH WIRE HDL |  | 22.26
3561-003 | FITTING BRUSH COPPER 1/2 | 773638610032 | 20.48
3561-004 | FITTING BRUSH COPPER 3/4 | 773638610049 | 21.38
3564-005 | 1ft -1-1/8 TUBE CLEANING BRUSH |  | 33.71
3566-004 | SANDCLOTH ALUMINUM OXIDE 120 GRIT 1-1/2 x 5 YDS | 773638660044 | 12.88
3568-001 | SANDCLOTH OPEN MESH 180 GRIT 1-1/2 x 5 yds | 773638680011 | 48.75
3576-010 | JUST FOR COPPER GLUE 10 GRAM | 859777000108 | 76.43
3576-050 | JUST FOR COPPER GLUE 50 GRAM | 859777000504 | 127.75
3605-025 | SUSPENSION STRAP STEEL 1/2in X 25ft 22 GA | 773638050258 | 16.81
3610-025 | SUSPENSION STRAP GALVANIZED STEEL 1/2in X 25ft 22 GA | 773638100250 | 16.81
3611-010 | SUSPENSION STRAP STEEL 3/4in X 10ft 24 GA | 773638810104 | 8.18
3611-025 | SUSPENSION STRAP STEEL 3/4in X 25ft 24 GA | 773638110259 | 17.99
3611-100 | SUSPENSION STRAP STEEL 3/4in X 100ft 24 GA | BULK | 86.5
3613-010 | SUSPENSION STRAP GALVANIZED STEEL 3/4in X 10ft 24 GA | 773638130103 | 12.98
3613-025 | SUSPENSION STRAP GALVANIZED STEEL 3/4in X 25ft 24 GA | 773638130257 | 25.26
3613-100 | SUSPENSION STRAP GALVANIZED STEEL 3/4in X 100ft 24 | BULK | 95.31
3614-010 | SUSPENSION STRAP COPPER 1/2in X 10ft 22 GA | 773638140102 | 43.7
3614-025 | SUSPENSION STRAP COPPER 1/2in X 25 FT 22 GA | 773638140256 | 103.3
3615-010 | SUSPENSION STRAP COPPER 10ft | 773638150101 | 36.07
3616-010 | SUSPENSION STRAP NYLON COATED STEEL 1/2in X 10ft 24 GA | 773638160100 | 12.64
3616-025 | SUSPENSION STRAP NYLON COATED STEEL 1/2in X 25 FT 24 GA | 773638160254 | 28.11
3617-025 | SUSPENSION STRAP COPPER CLAD 3/4in X 25 FT 24 GA | 773638170253 | 44.19
3618-003 | J-CLAMP WITH NAIL 1/2 | 999999999993 | 0.7
3618-004 | J-CLAMP WITH NAIL 3/4 | 999999999993 | 0.49
3618-005 | J-CLAMP WITH NAIL 1 | 999999999993 | 0.89
3618-703 | J-CLAMP WITH NAIL 1/2 (BAG 10) | 773638187039 | 4.09
3618-704 | J-CLAMP WITH NAIL 3/4 (BAG 10) | 773638187046 | 4.81
3618-705 | J-CLAMP WITH NAIL 1 (BAG 10) | 773638187053 | 8.89
3618-903 | J-CLAMP WITH NAIL 1/2 (BAG 100) | 773638989039 | 40.76
3618-904 | J-CLAMP WITH NAIL 3/4 (BAG 100) | 773638989046 | 48.1
3619-001 | TORQUE WRENCH FOR MJ COUPLINGS | 773638199919 | 106.24
3620-001 | PLUNGER RED F/BASIN 4 HANDLE WOOD 9 | 773638201018 | 8.61
3620-002 | PLUNGER RED 5-1/2 HANDLE WOOD 21 | 773638201025 | 18.46
3620-003 | PLUNGER BLK W/FUNNEL 6 HANDLE WOOD 21 | 773638201032 | 29.26
3620-005 | PLUNGER BLK BEEHIVE W/FUNNEL 6 HANDLE WOOD 21 | 773638201056 | 31.29
3621-001 | FLEXIBLE TEE 1-1/2 | 773638210010 | 55.91
3621-002 | FLEXIBLE TEE 2 | 773638210027 | 60.39
3621-003 | FLEXIBLE TEE 3 | 773638210034 | 136.31
3621-004 | FLEXIBLE TEE 4 | 773638210041 | 199.22
3622-001 | FLEXIBLE ELBOW 1-1/2 | 773638220019 | 44.85
3622-002 | FLEXIBLE ELBOW 2 | 773638220026 | 47.64
3622-003 | FLEXIBLE ELBOW 3 | 773638920032 | 97.46
3623-001 | FLEXIBLE CAP 1-1/2 | 773638230018 | 14.7
3623-002 | FLEXIBLE CAP 2 | 773638230025 | 17.28
3623-003 | FLEXIBLE CAP 3 | 773638230032 | 21.79
3623-004 | FLEXIBLE CAP 4 | 773638230049 | 27.76
3624-001 | FLEXIBLE FITTING DOWNSPOUT CONNECTOR | 773638240017 | 27.49
3624-301 | FLEXIBLE FITTING DISHWASHER DRAIN CONNECTOR | 773638243018 | 25.08
3624-501 | FLEXIBLE FITTING FLEXIBLE DRAIN TRAP | 773638245012 | 36.21
3624-601 | FLEXIBLE P TRAP 1 1/2 - 1 1/4 | 773638246019 | 93.55
3624-701 | FLEXIBLE FITTING WASHER HOSE GRIPPER | 773638247016 | 29.31
3624-901 | SPANNER FLANGE | 773638249010 | 5.98
3625-001 | FLEX COUPLING CI/PLAST TO CI/PLAST 1-1/4 x 1-1/4 | 773638250016 | 23.98
3625-002 | FLEX COUPLING CI/PLAST TO CI/PLAST 1-1/2 x 1-1/4 | 773638250023 | 25.34
3625-003 | FLEX COUPLING CI/PLAST TO CI/PLAST 1-1/2 x 1-1/2 | 773638250030 | 25.34
3625-004 | FLEX COUPLING CI/PLAST TO CI/PLAST 2 x 1-1/2 | 773638250047 | 30.1
3625-005 | FLEX COUPLING CI/PLAST TO CI/PLAST 2 x 2 | 773638250054 | 28.74
3625-006 | FLEX COUPLING CI/PLAST TO CI/PLAST 3 x 1-1/2 | 773638250061 | 73.8
3625-007 | FLEX COUPLING CI/PLAST TO CI/PLAST 3 x 2 | 773638250078 | 34.95
3625-008 | FLEX COUPLING CI/PLAST TO CI/PLAST 3 x 3 | 773638250085 | 37.31
3625-009 | FLEX COUPLING CI/PLAST TO CI/PLAST 4 x 2 | 773638250092 | 59.38
3625-010 | FLEX COUPLING CI/PLAST TO CI/PLAST 4 x 3 | 773638250108 | 49.09
3625-011 | FLEX COUPLING CI/PLAST TO CI/PLAST 4 x 4 | 773638250115 | 46.66
3625-012 | FLEX COUPLING CI/PLAST TO CI/PLAST 5 x 4 | 773638250122 | 133.33
3625-013 | FLEX COUPLING CI/PLAST TO CI/PLAST 5 x 5 | 773638250139 | 115.2
3625-014 | FLEX COUPLING CI/PLAST TO CI/PLAST 6 x 4 | 773638250146 | 108.16
3625-015 | FLEX COUPLING CI/PLAST TO CI/PLAST 6 x 5 | 773638250153 | 190.49
3625-016 | FLEX COUPLING CI/PLAST TO CI/PLAST 6 x 6 | 773638250160 | 100.42
3625-017 | FLEX COUPLING CI/PLAST TO CI/PLAST 8 x 4 | 773638250177 | 450.71
3625-018 | FLEX COUPLING CI/PLAST TO CI/PLAST 8 x 6 | 773638250184 | 176.71
3625-019 | FLEX COUPLING CI/PLAST TO CI/PLAST 8 x 8 | 773638250191 | 154.88
3626-011 | FLEX COUPLING ASBESTOS CEM/DUCT IRON TO CI/PLAST 4 X 4 | 773638260114 | 46.66
3627-014 | FLEX COUPLING CLAY TO CLAY 6 x 4 | 773638270144 | 108.16
3627-016 | FLEX COUPLING CLAY TO CLAY 6 x 6 | 773638270168 | 101.41
3628-010 | FLEX COUPLING CLAY TO CI/PLAST 4 x 3 | 773638280105 | 80.14
3628-011 | FLEX COUPLING CLAY TO CI/PLAST 4 x 4 | 773638280112 | 46.66
3628-014 | FLEX COUPLING CLAY TO CI/PLAST 6 x 4 | 773638280143 | 108.16
3628-016 | FLEX COUPLING CLAY TO CI/PLAST 6 x 6 | 773638280167 | 100.42
3629-011 | FLEX COUPLING CONCRETE TO CI/PLAST 4 x 4 | 773638290111 | 74.96
3629-016 | FLEX COUPLING CONCRETE TO CI/PLAST 6 x 6 | 773638290166 | 161.2
3629-914 | FLEX COUPLING ECCENTRIC CONC TO CI/PLAST 6 X 4 | 773638299145 | 127.17
3630-002 | FLEX COUPLING TUBULAR DRAIN/TRAP 1-1/2 X 1-1/2 1-1/4 | 773638300025 | 25.08
3630-003 | FLEX COUPLING TUBULAR DRAIN/TRAP 2 X 1-1/2 | 773638300032 | 30.1
3630-501 | FLEX COUPLING TUBULAR DRAIN/TRAP 1-1/2 / 1-1/4 TUB/PLST | 773638305013 | 25.08
3955-003 | WATER HAMMER ARRESTER 1/2 MIP LEAD FREE | 773638590037 | 50.65
3955-033 | WATER HAMMER ARRESTER TEE 1/2 PEX X 1/2 PEX LEAD FREE | 773638950336 | 69.51
3955-053 | WATER HAMMER ARRESTER 1/2 PEX LEAD FREE | 773638950534 | 53.29
3955-142 | WATER HAMMER ARRESTER 3/8 FEMALE COMP X 3/8 OD COMP LEAD FREE | 773638951425 | 87.86
3955-503 | WATER HAMMER ARRESTER 1/2 SOLDER LEAD FREE | 773638595032 | 50.65
3955-733 | WATER HAMMER ARRESTER TEE F1960 PEX 1/2 X 1/2 LEAD FREE | 773638557337 | 69.51
3955-753 | WATER HAMMER ARRESTER 1/2 F1960 PEX LEAD FREE | 773638557535 | 55.86
3992-100 | WATER DISPENSER H/C WHITE TOP LOAD | 773638721004 | 431.51
3992-200 | WATER DISPENSER H/C BLACK TOP LOAD | 773638722001 | 463.32
3992-500 | WATER DISPENSER H/C BLACK BOTTOM LOAD | 773638725002 | 612.55
3993-001 | INSTALLATION KIT ICE MAKER - 25ft PLASTIC TUBE, SADLE VALVE | 773638930017 | 60.98
3993-018 | FLEX CONNECTOR PVC 1/4 COMP 25ft ICE MAKER - BULK | BULK | 79.46
3993-025 | INSTALLATION KIT ICE MAKER - 25 FT BRAIDED PVC, PUSH-FIT STRT VALVE | 773638930253 | 79.46
3993-113 | SHOWER STALL ELBOW BRASS 1/2 MIP | 773638931137 | 48.82
3993-125 | INSTALLATION KIT ICE MAKER - 25 FT BRAIDED PVC, PUSH-FIT TEE VALVE | 773638931250 | 87.39
3993-620 | INSTALLATION KIT ICE MAKER - 10ft BRAIDED SS, PUSH FIT TEE VALVE | 773638936200 | 161.17
3993-750 | INSTALLATION KIT ICE MAKER - 15ft BRAIDED SS, PUSH FIT TEE VALVE | 773638937504 | 198.19
3993-904 | SADDLE VALVE BRASS SELF PIERCING LEAD FREE | 773638939041 | 38.8
3993-913 | SHOWER STALL ELBOW BRASS 1/2 PEX | 773638939133 | 48.82
3993-915 | EZ CONNECT ADAPTER BRASS 3/8 X 1/4 LEAD FREE | 773638939157 | 60.47
3993-916 | EZ CONNECT ADAPTER BRASS 3/8 X 3/8 LEAD FREE | 773638939164 | 60.47
3994-001 | DISHWASHER Y ABS 1 1/2 X 1 1/2 X 1/2 | 773638840019 | 12.59
3995-001 | TRAP VENT THREAD 1-1/2 | 773638950015 | 17.95
3997-710 | LEAD TOILET SLEEVE 4 X 3 X 8 ABS CONNECTION | 773638977104 | 161.46
3997-712 | LEAD TOILET SLEEVE 4 X 3 X 10 ABS CONNECTION | 773638977128 | 171.27
3997-714 | LEAD TOILET SLEEVE 4 X 3 X 12 ABS CONNECTION | 773638977142 | 182.07
4460-001 | PIPE NIPPLE THREAD BRASS 1/8 x CLOSE LEAD FREE | 773638754002 | 7.7
4460-015 | PIPE NIPPLE THREAD BRASS 1/8 x 1-1/2 LEAD FREE | 773638754019 | 8.88
4460-020 | PIPE NIPPLE THREAD BRASS 1/8 x 2 LEAD FREE | 773638754026 | 9.58
4460-025 | PIPE NIPPLE THREAD BRASS 1/8 x 2-1/2 LEAD FREE | 773638754033 | 10.88
4460-030 | PIPE NIPPLE THREAD BRASS 1/8 x 3 LEAD FREE | 773638754040 | 11.78
4460-035 | PIPE NIPPLE THREAD BRASS 1/8 x 3-1/2 LEAD FREE | 773638754057 | 12.98
4460-040 | PIPE NIPPLE THREAD BRASS 1/8 x 4 LEAD FREE | 773638754064 | 14.19
4460-045 | PIPE NIPPLE THREAD BRASS 1/8 x 4-1/2 LEAD FREE | 773638754071 | 15.36
4460-050 | PIPE NIPPLE THREAD BRASS 1/8 x 5 LEAD FREE | 773638754088 | 16.47
4460-055 | PIPE NIPPLE THREAD BRASS 1/8 x 5-1/2 LEAD FREE | 773638754095 | 17.67
4460-060 | PIPE NIPPLE THREAD BRASS 1/8 x 6 LEAD FREE | 773638754101 | 18.81
4461-001 | PIPE NIPPLE THREAD BRASS 1/4 x CLOSE LEAD FREE | 773638754118 | 8.88
4461-015 | PIPE NIPPLE THREAD BRASS 1/4 x 1-1/2 LEAD FREE | 773638754125 | 10.07
4461-020 | PIPE NIPPLE THREAD BRASS 1/4 x 2 LEAD FREE | 773638754132 | 11.46
4461-025 | PIPE NIPPLE THREAD BRASS 1/4 x 2-1/2 LEAD FREE | 773638754149 | 13
4461-030 | PIPE NIPPLE THREAD BRASS 1/4 x 3 LEAD FREE | 773638754156 | 14.42
4461-035 | PIPE NIPPLE THREAD BRASS 1/4 x 3-1/2 LEAD FREE | 773638754163 | 16.47
4461-040 | PIPE NIPPLE THREAD BRASS 1/4 x 4 LEAD FREE | 773638754170 | 18.38
4461-045 | PIPE NIPPLE THREAD BRASS 1/4 x 4-1/2 LEAD FREE | 773638754187 | 20.76
4461-050 | PIPE NIPPLE THREAD BRASS 1/4 x 5 LEAD FREE | 773638754194 | 22.33
4461-055 | PIPE NIPPLE THREAD BRASS 1/4 x 5-1/2 LEAD FREE | 773638754200 | 23.92
4461-060 | PIPE NIPPLE THREAD BRASS 1/4 x 6 LEAD FREE | 773638754217 | 25.79
4462-001 | PIPE NIPPLE THREAD BRASS 3/8 x CLOSE LEAD FREE | 773638754224 | 9.62
4462-015 | PIPE NIPPLE THREAD BRASS 3/8 x 1-1/2 LEAD FREE | 773638754231 | 10.71
4462-020 | PIPE NIPPLE THREAD BRASS 3/8 x 2 LEAD FREE | 773638754248 | 12.79
4462-025 | PIPE NIPPLE THREAD BRASS 3/8 x 2-1/2 LEAD FREE | 773638754255 | 15.09
4462-030 | PIPE NIPPLE THREAD BRASS 3/8 x 3 LEAD FREE | 773638754262 | 17.24
4462-035 | PIPE NIPPLE THREAD BRASS 3/8 x 3-1/2 LEAD FREE | 773638754279 | 20.3
4462-040 | PIPE NIPPLE THREAD BRASS 3/8 x 4 LEAD FREE | 773638754286 | 22.33
4462-045 | PIPE NIPPLE THREAD BRASS 3/8 x 4-1/2 LEAD FREE | 773638754293 | 25.19
4462-050 | PIPE NIPPLE THREAD BRASS 3/8 x 5 LEAD FREE | 773638754309 | 25.19
4462-055 | PIPE NIPPLE THREAD BRASS 3/8 x 5-1/2 LEAD FREE | 773638754316 | 27.49
4462-060 | PIPE NIPPLE THREAD BRASS 3/8 x 6 LEAD FREE | 773638754323 | 31.95
4463-001 | PIPE NIPPLE THREAD BRASS 1/2 x CLOSE LEAD FREE | 773638754330 | 11.65
4463-015 | PIPE NIPPLE THREAD BRASS 1/2 x 1-1/2 LEAD FREE | 773638754347 | 13.51
4463-020 | PIPE NIPPLE THREAD BRASS 1/2 x 2 LEAD FREE | 773638754354 | 16.47
4463-025 | PIPE NIPPLE THREAD BRASS 1/2 x 2-1/2 LEAD FREE | 773638754361 | 19.6
4463-030 | PIPE NIPPLE THREAD BRASS 1/2 x 3 LEAD FREE | 773638754378 | 22.55
4463-035 | PIPE NIPPLE THREAD BRASS 1/2 x 3-1/2 LEAD FREE | 773638754385 | 26.7
4463-040 | PIPE NIPPLE THREAD BRASS 1/2 x 4 LEAD FREE | 773638754392 | 30.02
4463-045 | PIPE NIPPLE THREAD BRASS 1/2 x 4-1/2 LEAD FREE | 773638754408 | 33.09
4463-050 | PIPE NIPPLE THREAD BRASS 1/2 x 5 LEAD FREE | 773638754415 | 36.04
4463-055 | PIPE NIPPLE THREAD BRASS 1/2 x 5-1/2 LEAD FREE | 773638754422 | 39.52
4463-060 | PIPE NIPPLE THREAD BRASS 1/2 x 6 LEAD FREE | 773638754439 | 42.56
4464-001 | PIPE NIPPLE THREAD BRASS 3/4 x CLOSE LEAD FREE | 773638754446 | 16.76
4464-015 | PIPE NIPPLE THREAD BRASS 3/4 x 1-1/2 LEAD FREE | 773638754453 | 17.67
4464-020 | PIPE NIPPLE THREAD BRASS 3/4 x 2 LEAD FREE | 773638754460 | 21.48
4464-025 | PIPE NIPPLE THREAD BRASS 3/4 x 2-1/2 LEAD FREE | 773638754477 | 25.19
4464-030 | PIPE NIPPLE THREAD BRASS 3/4 x 3 LEAD FREE | 773638754484 | 28.71
4464-035 | PIPE NIPPLE THREAD BRASS 3/4 x 3-1/2 LEAD FREE | 773638754491 | 32.81
4464-040 | PIPE NIPPLE THREAD BRASS 3/4 x 4 LEAD FREE | 773638754507 | 36.95
4464-045 | PIPE NIPPLE THREAD BRASS 3/4 x 4-1/2 LEAD FREE | 773638754514 | 39.03
4464-050 | PIPE NIPPLE THREAD BRASS 3/4 x 5 LEAD FREE | 773638754521 | 45.12
4464-055 | PIPE NIPPLE THREAD BRASS 3/4 x 5-1/2 LEAD FREE | 773638754538 | 50.52
4464-060 | PIPE NIPPLE THREAD BRASS 3/4 x 6 LEAD FREE | 773638754545 | 54.65
4465-001 | PIPE NIPPLE THREAD BRASS 1 x CLOSE LEAD FREE | 773638754552 | 25.64
4465-020 | PIPE NIPPLE THREAD BRASS 1 x 2 LEAD FREE | 773638754569 | 30.61
4465-025 | PIPE NIPPLE THREAD BRASS 1 x 2-1/2 LEAD FREE | 773638754576 | 36.53
4465-030 | PIPE NIPPLE THREAD BRASS 1 x 3 LEAD FREE | 773638754583 | 41.19
4465-035 | PIPE NIPPLE THREAD BRASS 1 x 3-1/2 LEAD FREE | 773638754590 | 48.65
4465-040 | PIPE NIPPLE THREAD BRASS 1 x 4 LEAD FREE | 773638754606 | 54.42
4465-045 | PIPE NIPPLE THREAD BRASS 1 x 4-1/2 LEAD FREE | 773638754613 | 60.32
4465-050 | PIPE NIPPLE THREAD BRASS 1 x 5 LEAD FREE | 773638754620 | 65.6
4465-055 | PIPE NIPPLE THREAD BRASS 1 x 5-1/2 LEAD FREE | 773638754637 | 72.27
4465-060 | PIPE NIPPLE THREAD BRASS 1 x 6 LEAD FREE | 773638754644 | 78.14
4466-001 | PIPE NIPPLE THREAD BRASS 1-1/4 x CLOSE LEAD FREE | 773638754651 | 37.95
4466-020 | PIPE NIPPLE THREAD BRASS 1-1/4 x 2 LEAD FREE | 773638754668 | 43.25
4466-025 | PIPE NIPPLE THREAD BRASS 1-1/4 x 2-1/2 LEAD FREE | 773638754675 | 52.1
4466-030 | PIPE NIPPLE THREAD BRASS 1-1/4 x 3 LEAD FREE | 773638754682 | 60.92
4466-035 | PIPE NIPPLE THREAD BRASS 1-1/4 x 3-1/2 LEAD FREE | 773638754699 | 71.36
4466-040 | PIPE NIPPLE THREAD BRASS 1-1/4 x 4 LEAD FREE | 773638754705 | 80.3
4466-045 | PIPE NIPPLE THREAD BRASS 1-1/4 x 4-1/2 LEAD FREE | 773638754712 | 89.06
4466-050 | PIPE NIPPLE THREAD BRASS 1-1/4 x 5 LEAD FREE | 773638754729 | 114.39
4466-055 | PIPE NIPPLE THREAD BRASS 1-1/4 x 5-1/2 LEAD FREE | 773638754736 | 106.91
4466-060 | PIPE NIPPLE THREAD BRASS 1-1/4 x 6 LEAD FREE | 773638754743 | 115.72
4467-001 | PIPE NIPPLE THREAD BRASS 1-1/2 x CLOSE LEAD FREE | 773638754750 | 46.96
4467-020 | PIPE NIPPLE THREAD BRASS 1-1/2 x 2 LEAD FREE | 773638754767 | 51.16
4467-025 | PIPE NIPPLE THREAD BRASS 1-1/2 x 2-1/2 LEAD FREE | 773638754774 | 62.06
4467-030 | PIPE NIPPLE THREAD BRASS 1-1/2 x 3 LEAD FREE | 773638754781 | 70.48
4467-035 | PIPE NIPPLE THREAD BRASS 1-1/2 x 3-1/2 LEAD FREE | 773638754798 | 82.78
4467-040 | PIPE NIPPLE THREAD BRASS 1-1/2 x 4 LEAD FREE | 773638754804 | 93.19
4467-045 | PIPE NIPPLE THREAD BRASS 1-1/2 x 4-1/2 LEAD FREE | 773638754811 | 103.95
4467-050 | PIPE NIPPLE THREAD BRASS 1-1/2 x 5 LEAD FREE | 773638754828 | 114.75
4467-055 | PIPE NIPPLE THREAD BRASS 1-1/2 x 5-1/2 LEAD FREE | 773638754835 | 124.64
4467-060 | PIPE NIPPLE THREAD BRASS 1-1/2 x 6 LEAD FREE | 773638754842 | 134.95
4468-001 | PIPE NIPPLE THREAD BRASS 2 x CLOSE LEAD FREE | 773638754859 | 72.27
4468-025 | PIPE NIPPLE THREAD BRASS 2 x 2-1/2 LEAD FREE | 773638754866 | 79.78
4468-030 | PIPE NIPPLE THREAD BRASS 2 x 3 LEAD FREE | 773638754873 | 90.43
4468-035 | PIPE NIPPLE THREAD BRASS 2 x 3-1/2 LEAD FREE | 773638754880 | 106.54
4468-040 | PIPE NIPPLE THREAD BRASS 2 x 4 LEAD FREE | 773638754897 | 119.79
4468-045 | PIPE NIPPLE THREAD BRASS 2 x 4-1/2 LEAD FREE | 773638754903 | 132.79
4468-050 | PIPE NIPPLE THREAD BRASS 2 x 5 LEAD FREE | 773638754910 | 144.62
4468-055 | PIPE NIPPLE THREAD BRASS 2 x 5-1/2 LEAD FREE | 773638754927 | 159.52
4468-060 | PIPE NIPPLE THREAD BRASS 2 x 6 LEAD FREE | 773638754934 | 172.72
4490-000 | FITTING THREAD BRONZE 90 ELBOW 1/8 LEAD FREE | 773638652001 | 24.17
4490-001 | FITTING THREAD BRONZE 90 ELBOW 1/4 LEAD FREE | 773638652018 | 24.17
4490-002 | FITTING THREAD BRONZE 90 ELBOW 3/8 LEAD FREE | 773638652025 | 24.17
4490-003 | FITTING THREAD BRONZE 90 ELBOW 1/2 LEAD FREE | 773638652032 | 24.17
4490-004 | FITTING THREAD BRONZE 90 ELBOW 3/4 LEAD FREE | 773638652049 | 32.17
4490-005 | FITTING THREAD BRONZE 90 ELBOW 1 LEAD FREE | 773638652056 | 44.14
4490-006 | FITTING THREAD BRONZE 90 ELBOW 1-1/4 LEAD FREE | 773638652063 | 84.11
4490-007 | FITTING THREAD BRONZE 90 ELBOW 1-1/2 LEAD FREE | 773638652070 | 82.51
4490-008 | FITTING THREAD BRONZE 90 ELBOW 2 LEAD FREE | 773638652087 | 168.17
4490-020 | FITTING THREAD BRONZE 90 REDUCING ELBOW 3/8 x 1/8 LEAD FREE | 773638652094 | 29.98
4490-021 | FITTING THREAD BRONZE 90 REDUCING ELBOW 3/8 x 1/4 LEAD FREE | 773638652100 | 38.18
4490-032 | FITTING THREAD BRONZE 90 REDUCING ELBOW 1/2 x 3/8 LEAD FREE | 773638652117 | 38.18
4490-043 | FITTING THREAD BRONZE 90 REDUCING ELBOW 3/4 x 1/2 LEAD FREE | 773638652124 | 52.12
4490-054 | FITTING THREAD BRONZE 90 REDUCING ELBOW 1 x 3/4 LEAD FREE | 773638652131 | 90.94
4491-000 | FITTING THREAD BRONZE 45 ELBOW 1/8 LEAD FREE | 773638652148 | 28.2
4491-001 | FITTING THREAD BRONZE 45 ELBOW 1/4 LEAD FREE | 773638652155 | 28.2
4491-002 | FITTING THREAD BRONZE 45 ELBOW 3/8 LEAD FREE | 773638652162 | 28.2
4491-003 | FITTING THREAD BRONZE 45 ELBOW 1/2 LEAD FREE | 773638652179 | 28.2
4491-004 | FITTING THREAD BRONZE 45 ELBOW 3/4 LEAD FREE | 773638652186 | 39.99
4491-005 | FITTING THREAD BRONZE 45 ELBOW 1 LEAD FREE | 773638652193 | 68.19
4491-006 | FITTING THREAD BRONZE 45 ELBOW 1-1/4 LEAD FREE | 773638652209 | 108.28
4491-007 | FITTING THREAD BRONZE 45 ELBOW 1-1/2 LEAD FREE | 773638652216 | 136.06
4491-008 | FITTING THREAD BRONZE 45 ELBOW 2 LEAD FREE | 773638652223 | 220.29
4492-002 | FITTING THREAD BRONZE 90 STREET ELBOW 3/8 LEAD FREE | 773638652230 | 32.17
4492-003 | FITTING THREAD BRONZE 90 STREET ELBOW 1/2 LEAD FREE | 773638652247 | 32.17
4492-004 | FITTING THREAD BRONZE 90 STREET ELBOW 3/4 LEAD FREE | 773638652254 | 44
4492-005 | FITTING THREAD BRONZE 90 STREET ELBOW 1 LEAD FREE | 773638652261 | 72.11
4492-006 | FITTING THREAD BRONZE 90 STREET ELBOW 1-1/4 LEAD FREE | 773638652278 | 132.06
4492-007 | FITTING THREAD BRONZE 90 STREET ELBOW 1-1/2 LEAD FREE | 773638652285 | 144.08
4492-008 | FITTING THREAD BRONZE 90 STREET ELBOW 2 LEAD FREE | 773638652292 | 244.36
4493-000 | FITTING THREAD BRONZE TEE 1/8 LEAD FREE | 773638652308 | 28.2
4493-001 | FITTING THREAD BRONZE TEE 1/4 LEAD FREE | 773638652315 | 28.2
4493-002 | FITTING THREAD BRONZE TEE 3/8 LEAD FREE | 773638652322 | 28.2
4493-003 | FITTING THREAD BRONZE TEE 1/2 LEAD FREE | 773638652339 | 28.2
4493-004 | FITTING THREAD BRONZE TEE 3/4 LEAD FREE | 773638652346 | 39.99
4493-005 | FITTING THREAD BRONZE TEE 1 LEAD FREE | 773638652353 | 59.95
4493-006 | FITTING THREAD BRONZE TEE 1-1/4 LEAD FREE | 773638652360 | 124.15
4493-007 | FITTING THREAD BRONZE TEE 1-1/2 LEAD FREE | 773638652377 | 109.93
4493-008 | FITTING THREAD BRONZE TEE 2 LEAD FREE | 773638652384 | 232.15
4494-000 | FITTING THREAD BRONZE COUPLING 1/8 LEAD FREE | 773638652391 | 20.2
4494-001 | FITTING THREAD BRONZE COUPLING 1/4 LEAD FREE | 773638652407 | 20.2
4494-002 | FITTING THREAD BRONZE COUPLING 3/8 LEAD FREE | 773638652414 | 20.2
4494-003 | FITTING THREAD BRONZE COUPLING 1/2 LEAD FREE | 773638652421 | 20.2
4494-004 | FITTING THREAD BRONZE COUPLING 3/4 LEAD FREE | 773638652438 | 28.07
4494-005 | FITTING THREAD BRONZE COUPLING 1 LEAD FREE | 773638652445 | 48.02
4494-006 | FITTING THREAD BRONZE COUPLING 1-1/4 LEAD FREE | 773638652452 | 80.14
4494-007 | FITTING THREAD BRONZE COUPLING 1-1/2 LEAD FREE | 773638652469 | 104.26
4494-008 | FITTING THREAD BRONZE COUPLING 2 LEAD FREE | 773638652476 | 172.24
4494-020 | FITTING THREAD BRONZE REDUCER COUPLING 3/8 x 1/8 LEAD FREE | 773638652483 | 23.86
4494-021 | FITTING THREAD BRONZE REDUCER COUPLING 3/8 x 1/4 LEAD FREE | 773638652490 | 23.86
4494-032 | FITTING THREAD BRONZE REDUCER COUPLING 1/2 x 3/8 LEAD FREE | 773638652506 | 23.86
4494-042 | FITTING THREAD BRONZE REDUCER COUPLING 3/4 x 3/8 LEAD FREE | 773638652513 | 32.17
4494-043 | FITTING THREAD BRONZE REDUCER COUPLING 3/4 x 1/2 LEAD FREE | 773638652520 | 32.17
4494-053 | FITTING THREAD BRONZE REDUCER COUPLING 1 x 1/2 LEAD FREE | 773638652537 | 53.33
4494-054 | FITTING THREAD BRONZE REDUCER COUPLING 1 x 3/4 LEAD FREE | 773638652544 | 53.33
4494-076 | FITTING THREAD BRONZE REDUCER COUPLING 1-1/2 x 1-1/4 LEAD FREE | 773638652551 | 90.76
4495-010 | FITTING THREAD BRONZE RED HEX BUSHING 1/4 x 1/8 LEAD FREE | 773638652568 | 16.02
4495-020 | FITTING THREAD BRONZE RED HEX BUSHING 3/8 x 1/8 LEAD FREE | 773638652575 | 16.02
4495-021 | FITTING THREAD BRONZE RED HEX BUSHING 3/8 x 1/4 LEAD FREE | 773638652582 | 16.02
4495-030 | FITTING THREAD BRONZE RED HEX BUSHING 1/2 x 1/8 LEAD FREE | 773638652599 | 16.02
4495-032 | FITTING THREAD BRONZE RED HEX BUSHING 1/2 x 3/8 LEAD FREE | 773638652605 | 16.02
4495-042 | FITTING THREAD BRONZE RED HEX BUSHING 3/4 x 3/8 LEAD FREE | 773638652612 | 20.2
4495-043 | FITTING THREAD BRONZE RED HEX BUSHING 3/4 x 1/2 LEAD FREE | 773638652629 | 20.2
4495-053 | FITTING THREAD BRONZE RED HEX BUSHING 1 x 1/2 LEAD FREE | 773638652636 | 28.2
4495-054 | FITTING THREAD BRONZE RED HEX BUSHING 1 x 3/4 LEAD FREE | 773638652643 | 28.2
4495-064 | FITTING THREAD BRONZE RED HEX BUSHING 1-1/4 x 3/4 LEAD FREE | 773638652650 | 68.19
4495-065 | FITTING THREAD BRONZE RED HEX BUSHING 1-1/4 x 1 LEAD FREE | 773638652667 | 48.02
4495-075 | FITTING THREAD BRONZE RED HEX BUSHING 1-1/2 x 1 LEAD FREE | 773638652674 | 88.1
4495-076 | FITTING THREAD BRONZE RED HEX BUSHING 1-1/2 x 1-1/4 LEAD FREE | 773638652681 | 68.19
4495-086 | FITTING THREAD BRONZE RED HEX BUSHING 2 x 1-1/4 LEAD FREE | 773638652698 | 128.09
4495-087 | FITTING THREAD BRONZE RED HEX BUSHING 2 x 1-1/2 LEAD FREE | 773638652704 | 86.04
4497-000 | FITTING THREAD BRONZE CAP 1/8 LEAD FREE | 773638652711 | 16.02
4497-001 | FITTING THREAD BRONZE CAP 1/4 LEAD FREE | 773638652728 | 16.02
4497-002 | FITTING THREAD BRONZE CAP 3/8 LEAD FREE | 773638652735 | 16.02
4497-003 | FITTING THREAD BRONZE CAP 1/2 LEAD FREE | 773638652742 | 16.21
4497-004 | FITTING THREAD BRONZE CAP 3/4 LEAD FREE | 773638652759 | 21.19
4497-005 | FITTING THREAD BRONZE CAP 1 LEAD FREE | 773638652766 | 36.31
4497-006 | FITTING THREAD BRONZE CAP 1-1/4 LEAD FREE | 773638652773 | 63.9
4497-007 | FITTING THREAD BRONZE CAP 1-1/2 LEAD FREE | 773638652780 | 84.11
4497-008 | FITTING THREAD BRONZE CAP 2 LEAD FREE | 773638652797 | 144.08
4498-000 | FITTING THREAD BRONZE SOLID PLUG 1/8 LEAD FREE | 773638652803 | 20.2
4498-001 | FITTING THREAD BRONZE SOLID PLUG 1/4 LEAD FREE | 773638652810 | 20.2
4498-002 | FITTING THREAD BRONZE SOLID PLUG 3/8 LEAD FREE | 773638652827 | 20.2
4498-003 | FITTING THREAD BRONZE SOLID PLUG 1/2 LEAD FREE | 773638652834 | 20.2
4498-004 | FITTING THREAD BRONZE SOLID PLUG 3/4 LEAD FREE | 773638652841 | 26.47
4498-005 | FITTING THREAD BRONZE SOLID PLUG 1 LEAD FREE | 773638652858 | 50.73
4498-093 | FITTING THREAD BRONZE CORED PLUG 1/2 LEAD FREE | 773638652865 | 16.79
4498-094 | FITTING THREAD BRONZE CORED PLUG 3/4 LEAD FREE | 773638652872 | 20.2
4498-095 | FITTING THREAD BRONZE CORED PLUG 1 LEAD FREE | 773638652889 | 32.17
4498-096 | FITTING THREAD BRONZE CORED PLUG 1-1/4 LEAD FREE | 773638652896 | 43.71
4498-097 | FITTING THREAD BRONZE CORED PLUG 1-1/2 LEAD FREE | 773638652902 | 56.27
4498-098 | FITTING THREAD BRONZE CORED PLUG 2 LEAD FREE | 773638652919 | 92.11
4499-000 | FITTING THREAD BRONZE UNION 1/8 LEAD FREE | 773638652926 | 73.49
4499-001 | FITTING THREAD BRONZE UNION 1/4 LEAD FREE | 773638652933 | 73.49
4499-002 | FITTING THREAD BRONZE UNION 3/8 LEAD FREE | 773638652940 | 63.9
4499-003 | FITTING THREAD BRONZE UNION 1/2 LEAD FREE | 773638652957 | 63.9
4499-004 | FITTING THREAD BRONZE UNION 3/4 LEAD FREE | 773638652964 | 88.1
4499-005 | FITTING THREAD BRONZE UNION 1 LEAD FREE | 773638652971 | 116.19
4499-006 | FITTING THREAD BRONZE UNION 1-1/4 LEAD FREE | 773638652988 | 177.84
4499-007 | FITTING THREAD BRONZE UNION 1-1/2 LEAD FREE | 773638652995 | 200.32
4499-008 | FITTING THREAD BRONZE UNION 2 LEAD FREE | 773638653008 | 308.35
5353-000 | PIPE MERCHANT COUPLING GALVANIZED STEEL 1/8 | 773638530002 | 6.38
5353-001 | PIPE MERCHANT COUPLING GALVANIZED STEEL 1/4 | 773638530019 | 5.69
5353-002 | PIPE MERCHANT COUPLING GALVANIZED STEEL 3/8 | 773638530026 | 6.22
5353-003 | PIPE MERCHANT COUPLING GALVANIZED STEEL 1/2 | 773638530033 | 6.56
5353-004 | PIPE MERCHANT COUPLING GALVANIZED STEEL 3/4 | 773638530040 | 8.67
5353-005 | PIPE MERCHANT COUPLING GALVANIZED STEEL 1 | 773638530057 | 12.86
5353-006 | PIPE MERCHANT COUPLING GALVANIZED STEEL 1-1/4 | 773638530064 | 16.16
5353-007 | PIPE MERCHANT COUPLING GALVANIZED STEEL 1-1/2 | 773638530071 | 19.3
5353-008 | PIPE MERCHANT COUPLING GALVANIZED STEEL 2 | 773638530088 | 28.86
5354-003 | MALE ADAPTER INSERT GALVANIZED STEEL 1/2 | 773638406505 | 7.15
5354-004 | MALE ADAPTER INSERT GALVANIZED STEEL 3/4 | 773638406512 | 8.52
5354-005 | MALE ADAPTER INSERT GALVANIZED STEEL 1 | 773638406529 | 14.7
5354-006 | MALE ADAPTER INSERT GALVANIZED STEEL 1-1/4 | 773638406536 | 21.52
5354-007 | MALE ADAPTER INSERT GALVANIZED STEEL 1-1/2 | 773638406543 | 27.36
5354-008 | MALE ADAPTER INSERT GALVANIZED STEEL 2 | 773638406598 | 32.66
5355-003 | COUPLING INSERT GALVANIZED STEEL 1/2 | 773638406550 | 7.03
5355-004 | COUPLING INSERT GALVANIZED STEEL 3/4 | 773638406567 | 7.98
5355-005 | COUPLING INSERT GALVANIZED STEEL 1 | 773638406574 | 10.22
5355-006 | COUPLING INSERT GALVANIZED STEEL 1-1/4 | 773638406581 | 15.03
5355-007 | COUPLING INSERT GALVANIZED STEEL 1-1/2 | 773638406604 | 22.37
5355-008 | COUPLING INSERT GALVANIZED STEEL 2 | 773638406611 | 28.75
5510-000 | FITTING GALVANIZED IRON 90 ELBOW 1/8 | 773638405003 | 6.22
5510-001 | FITTING GALVANIZED IRON 90 ELBOW 1/4 | 773638405010 | 6.22
5510-002 | FITTING GALVANIZED IRON 90 ELBOW 3/8 | 773638405027 | 6.22
5510-003 | FITTING GALVANIZED IRON 90 ELBOW 1/2 | 773638405034 | 3.62
5510-004 | FITTING GALVANIZED IRON 90 ELBOW 3/4 | 773638405041 | 4.85
5510-005 | FITTING GALVANIZED IRON 90 ELBOW 1 | 773638405058 | 8.89
5510-006 | FITTING GALVANIZED IRON 90 ELBOW 1-1/4 | 773638405065 | 13.66
5510-007 | FITTING GALVANIZED IRON 90 ELBOW 1-1/2 | 773638405072 | 17.7
5510-008 | FITTING GALVANIZED IRON 90 ELBOW 2 | 773638405089 | 28.35
5510-121 | FITTING GALVANIZED IRON 90 REDUCING ELBOW 3/8 x 1/4 | 773638405096 | 5.77
5510-132 | FITTING GALVANIZED IRON 90 REDUCING ELBOW 1/2 x 3/8 | 773638405102 | 5.77
5510-142 | FITTING GALVANIZED IRON 90 REDUCING ELBOW 3/4 x 3/8 | 773638405119 | 6.9
5510-143 | FITTING GALVANIZED IRON 90 REDUCING ELBOW 3/4 x 1/2 | 773638405126 | 7.51
5510-144 | FITTING GALVANIZED IRON 90 REDUCING ELBOW 1 x 1/2 | 773638405133 | 10.71
5510-154 | FITTING GALVANIZED IRON 90 REDUCING ELBOW 1 x 3/4 | 773638405140 | 10.71
5510-165 | FITTING GALVANIZED IRON 90 REDUCING ELBOW 1-1/4 x 1 | 773638405157 | 16.79
5510-187 | FITTING GALVANIZED IRON 90 REDUCING ELBOW 2 x 1-1/2 | 773638405164 | 26.38
5510-200 | FITTING GALVANIZED IRON 45 ELBOW 1/8 | 773638405171 | 8.68
5510-201 | FITTING GALVANIZED IRON 45 ELBOW 1/4 | 773638405188 | 6.46
5510-202 | FITTING GALVANIZED IRON 45 ELBOW 3/8 | 773638405195 | 6.46
5510-203 | FITTING GALVANIZED IRON 45 ELBOW 1/2 | 773638405201 | 4.97
5510-204 | FITTING GALVANIZED IRON 45 ELBOW 3/4 | 773638405218 | 6.8
5510-205 | FITTING GALVANIZED IRON 45 ELBOW 1 | 773638405225 | 9.57
5510-206 | FITTING GALVANIZED IRON 45 ELBOW 1-1/4 | 773638405232 | 17.14
5510-207 | FITTING GALVANIZED IRON 45 ELBOW 1-1/2 | 773638405249 | 21.82
5510-208 | FITTING GALVANIZED IRON 45 ELBOW 2 | 773638405256 | 32.65
5510-300 | FITTING GALVANIZED IRON 90 ST ELBOW 1/8 | 773638405263 | 7.82
5510-301 | FITTING GALVANIZED IRON 90 ST ELBOW 1/4 | 773638405270 | 7.26
5510-302 | FITTING GALVANIZED IRON 90 ST ELBOW 3/8 | 773638405287 | 7.26
5510-303 | FITTING GALVANIZED IRON 90 ST ELBOW 1/2 | 773638405294 | 7.26
5510-304 | FITTING GALVANIZED IRON 90 ST ELBOW 3/4 | 773638405300 | 7.56
5510-305 | FITTING GALVANIZED IRON 90 ST ELBOW 1 | 773638405317 | 10.71
5510-306 | FITTING GALVANIZED IRON 90 ST ELBOW 1-1/4 | 773638405324 | 18.64
5510-307 | FITTING GALVANIZED IRON 90 ST ELBOW 1-1/2 | 773638405331 | 22.19
5510-308 | FITTING GALVANIZED IRON 90 ST ELBOW 2 | 773638405348 | 35.52
5510-600 | FITTING GALVANIZED IRON TEE 1/8 | 773638405355 | 8.05
5510-601 | FITTING GALVANIZED IRON TEE 1/4 | 773638405362 | 6.34
5510-602 | FITTING GALVANIZED IRON TEE 3/8 | 773638405379 | 6.34
5510-603 | FITTING GALVANIZED IRON TEE 1/2 | 773638405386 | 4.78
5510-604 | FITTING GALVANIZED IRON TEE 3/4 | 773638405393 | 7.2
5510-605 | FITTING GALVANIZED IRON TEE 1 | 773638405409 | 12.37
5510-606 | FITTING GALVANIZED IRON TEE 1-1/4 | 773638405416 | 19.49
5510-607 | FITTING GALVANIZED IRON TEE 1-1/2 | 773638405423 | 25.19
5510-608 | FITTING GALVANIZED IRON TEE 2 | 773638405430 | 42
5510-743 | FITTING GALVANIZED IRON REDUCING TEE 3/4 x 1/2 | 773638405447 | 10.78
5510-753 | FITTING GALVANIZED IRON REDUCING TEE 1 x 1/2 | 773638405454 | 13.61
5510-754 | FITTING GALVANIZED IRON REDUCING TEE 1 x 3/4 | 773638405461 | 13.61
5510-765 | FITTING GALVANIZED IRON REDUCING TEE 1-1/4 X 1 | 773638405478 | 22.31
5511-003 | FITTING GALVANIZED IRON CROSS 1/2 | 773638405485 | 9.58
5511-200 | FITTING GALVANIZED IRON COUPLING 1/8 | 773638405492 | 4.97
5511-201 | FITTING GALVANIZED IRON COUPLING 1/4 | 773638405508 | 4.3
5511-202 | FITTING GALVANIZED IRON COUPLING 3/8 | 773638405515 | 4.3
5511-203 | FITTING GALVANIZED IRON COUPLING 1/2 | 773638405522 | 3.62
5511-204 | FITTING GALVANIZED IRON COUPLING 3/4 | 773638405539 | 4.57
5511-205 | FITTING GALVANIZED IRON COUPLING 1 | 773638405546 | 7.51
5511-206 | FITTING GALVANIZED IRON COUPLING 1-1/4 | 773638405553 | 10.27
5511-207 | FITTING GALVANIZED IRON COUPLING 1-1/2 | 773638405560 | 12.12
5511-208 | FITTING GALVANIZED IRON COUPLING 2 | 773638405577 | 18.17
5511-310 | FITTING GALVANIZED IRON COUPLING 1/4 x 1/8 | 773638405584 | 5.8
5511-320 | FITTING GALVANIZED IRON COUPLING 3/8 x 1/8 | 773638405591 | 5.8
5511-321 | FITTING GALVANIZED IRON COUPLING 3/8 x 1/4 | 773638405607 | 5.8
5511-330 | FITTING GALVANIZED IRON COUPLING 1/2 x 1/8 | 773638405614 | 4.23
5511-331 | FITTING GALVANIZED IRON COUPLING 1/2 x 1/4 | 773638405621 | 5.31
5511-332 | FITTING GALVANIZED IRON COUPLING 1/2 x 3/8 | 773638405638 | 5.31
5511-341 | FITTING GALVANIZED IRON COUPLING 3/4 x 1/4 | 773638405645 | 5.77
5511-342 | FITTING GALVANIZED IRON COUPLING 3/4 x 3/8 | 773638405652 | 6.39
5511-343 | FITTING GALVANIZED IRON COUPLING 3/4 x 1/2 | 773638405669 | 6.5
5511-352 | FITTING GALVANIZED IRON COUPLING 1 x 3/8 | 773638405676 | 9.21
5511-353 | FITTING GALVANIZED IRON COUPLING 1 x 1/2 | 773638405683 | 9.21
5511-354 | FITTING GALVANIZED IRON COUPLING 1 x 3/4 | 773638405690 | 8.88
5511-363 | FITTING GALVANIZED IRON COUPLING 1-1/4 x 1/2 | 773638405706 | 10.82
5511-364 | FITTING GALVANIZED IRON COUPLING 1-1/4 x 3/4 | 773638405713 | 11.78
5511-365 | FITTING GALVANIZED IRON COUPLING 1-1/4 x 1 | 773638405720 | 12.7
5511-373 | FITTING GALVANIZED IRON COUPLING 1-1/2 x 1/2 | 773638405737 | 12.7
5511-374 | FITTING GALVANIZED IRON COUPLING 1-1/2 x 3/4 | 773638405744 | 14.28
5511-375 | FITTING GALVANIZED IRON COUPLING 1-1/2 x 1 | 773638405751 | 15.95
5511-376 | FITTING GALVANIZED IRON COUPLING 1-1/2 x 1-1/4 | 773638405768 | 15.24
5511-383 | FITTING GALVANIZED IRON COUPLING 2 x 1/2 | 773638405775 | 19.36
5511-384 | FITTING GALVANIZED IRON COUPLING 2 x 3/4 | 773638405782 | 19.36
5511-385 | FITTING GALVANIZED IRON COUPLING 2 x 1 | 773638405799 | 19.36
5511-386 | FITTING GALVANIZED IRON COUPLING 2 x 1-1/4 | 773638405805 | 19.36
5511-387 | FITTING GALVANIZED IRON COUPLING 2 x 1-1/2 | 773638405812 | 22.58
5511-400 | FITTING GALVANIZED IRON CAP 1/8 | 773638405829 | 4.45
5511-401 | FITTING GALVANIZED IRON CAP 1/4 | 773638405836 | 4.45
5511-402 | FITTING GALVANIZED IRON CAP 3/8 | 773638405843 | 4.45
5511-403 | FITTING GALVANIZED IRON CAP 1/2 | 773638405850 | 3.79
5511-404 | FITTING GALVANIZED IRON CAP 3/4 | 773638405867 | 4.78
5511-405 | FITTING GALVANIZED IRON CAP 1 | 773638405874 | 6.22
5511-406 | FITTING GALVANIZED IRON CAP 1-1/4 | 773638405881 | 9.42
5511-407 | FITTING GALVANIZED IRON CAP 1-1/2 | 773638405898 | 12.37
5511-408 | FITTING GALVANIZED IRON CAP 2 | 773638405904 | 15.38
5511-602 | FITTING GALVANIZED IRON FLOOR FLANGE 3/8 | 773638405911 | 12.12
5511-603 | FITTING GALVANIZED IRON FLOOR FLANGE 1/2 | 773638405928 | 12.12
5511-604 | FITTING GALVANIZED IRON FLOOR FLANGE 3/4 | 773638405935 | 13.66
5511-605 | FITTING GALVANIZED IRON FLOOR FLANGE 1 | 773638405942 | 17.14
5511-606 | FITTING GALVANIZED IRON FLOOR FLANGE 1-1/4 | 773638405959 | 24.45
5511-607 | FITTING GALVANIZED IRON FLOOR FLANGE 1-1/2 | 773638405966 | 30.76
5511-608 | FITTING GALVANIZED IRON FLOOR FLANGE 2 | 773638405973 | 35.93
5511-700 | FITTING GALVANIZED IRON UNION 1/8 | 773638405980 | 22.28
5511-701 | FITTING GALVANIZED IRON UNION 1/4 | 773638405997 | 22.19
5511-702 | FITTING GALVANIZED IRON UNION 3/8 | 773638406000 | 16.84
5511-703 | FITTING GALVANIZED IRON UNION 1/2 | 773638406017 | 16.84
5511-704 | FITTING GALVANIZED IRON UNION 3/4 | 773638406024 | 19.07
5511-705 | FITTING GALVANIZED IRON UNION 1 | 773638406031 | 25.68
5511-706 | FITTING GALVANIZED IRON UNION 1-1/4 | 773638406048 | 36.33
5511-707 | FITTING GALVANIZED IRON UNION 1-1/2 | 773638406055 | 46.03
5511-708 | FITTING GALVANIZED IRON UNION 2 | 773638406062 | 62.12
5511-800 | FITTING GALVANIZED IRON PLUG 1/8 | 773638406079 | 4.78
5511-801 | FITTING GALVANIZED IRON PLUG 1/4 | 773638406086 | 4.78
5511-802 | FITTING GALVANIZED IRON PLUG 3/8 | 773638406093 | 4.78
5511-803 | FITTING GALVANIZED IRON PLUG 1/2 | 773638406109 | 3.54
5511-804 | FITTING GALVANIZED IRON PLUG 3/4 | 773638406116 | 4.23
5511-805 | FITTING GALVANIZED IRON PLUG 1 | 773638406123 | 5.31
5511-806 | FITTING GALVANIZED IRON PLUG 1-1/4 | 773638406130 | 7.93
5511-807 | FITTING GALVANIZED IRON PLUG 1-1/2 | 773638406147 | 10.96
5511-808 | FITTING GALVANIZED IRON PLUG 2 | 773638406154 | 13.46
5511-910 | FITTING GALVANIZED IRON HEX BUSHING 1/4 x 1/8 | 773638406161 | 5.52
5511-920 | FITTING GALVANIZED IRON HEX BUSHING 3/8 x 1/8 | 773638406178 | 5.52
5511-921 | FITTING GALVANIZED IRON HEX BUSHING 3/8 x 1/4 | 773638406185 | 5.52
5511-930 | FITTING GALVANIZED IRON HEX BUSHING 1/2 x 1/8 | 773638406192 | 5.31
5511-931 | FITTING GALVANIZED IRON HEX BUSHING 1/2 x 1/4 | 773638406208 | 5.31
5511-932 | FITTING GALVANIZED IRON HEX BUSHING 1/2 x 3/8 | 773638406215 | 5.31
5511-940 | FITTING GALVANIZED IRON HEX BUSHING 3/4 x 1/8 | 773638406222 | 5.77
5511-941 | FITTING GALVANIZED IRON HEX BUSHING 3/4 x 1/4 | 773638406239 | 5.77
5511-942 | FITTING GALVANIZED IRON HEX BUSHING 3/4 x 3/8 | 773638406246 | 5.77
5511-943 | FITTING GALVANIZED IRON HEX BUSHING 3/4 x 1/2 | 773638406253 | 5.77
5511-951 | FITTING GALVANIZED IRON HEX BUSHING 1 x 1/4 | 773638406260 | 5.99
5511-952 | FITTING GALVANIZED IRON HEX BUSHING 1 x 3/8 | 773638406277 | 6.46
5511-953 | FITTING GALVANIZED IRON HEX BUSHING 1 x 1/2 | 773638406284 | 6.46
5511-954 | FITTING GALVANIZED IRON HEX BUSHING 1 x 3/4 | 773638406291 | 6.46
5511-961 | FITTING GALVANIZED IRON HEX BUSHING 1-1/4 x 1/4 | 773638406307 | 9.57
5511-962 | FITTING GALVANIZED IRON HEX BUSHING 1-1/4 x 3/8 | 773638406314 | 9.57
5511-963 | FITTING GALVANIZED IRON HEX BUSHING 1-1/4 x 1/2 | 773638406321 | 10.24
5511-964 | FITTING GALVANIZED IRON HEX BUSHING 1-1/4 x 3/4 | 773638406338 | 9.57
5511-965 | FITTING GALVANIZED IRON HEX BUSHING 1-1/4 x 1 | 773638406345 | 9.57
5511-973 | FITTING GALVANIZED IRON HEX BUSHING 1-1/2 x 1/2 | 773638406352 | 11.04
5511-974 | FITTING GALVANIZED IRON HEX BUSHING 1-1/2 x 3/4 | 773638406369 | 13.61
5511-975 | FITTING GALVANIZED IRON HEX BUSHING 1-1/2 x 1 | 773638406376 | 13.61
5511-976 | FITTING GALVANIZED IRON HEX BUSHING 1-1/2 x 1-1/4 | 773638406383 | 11.04
5511-983 | FITTING GALVANIZED IRON HEX BUSHING 2 x 1/2 | 773638406390 | 14.93
5511-984 | FITTING GALVANIZED IRON HEX BUSHING 2 x 3/4 | 773638406406 | 14.93
5511-985 | FITTING GALVANIZED IRON HEX BUSHING 2 x 1 | 773638406413 | 14.93
5511-986 | FITTING GALVANIZED IRON HEX BUSHING 2 x 1-1/4 | 773638406420 | 14.93
5511-987 | FITTING GALVANIZED IRON HEX BUSHING 2 x 1-1/2 | 773638406437 | 14.93
5511-998 | FITTING GALVANIZED IRON HEX BUSHING 2-1/2 x 2 | 773638406444 | 24.43
5520-000 | FITTING BLACK IRON 90 ELBOW 1/8 | 773638061209 | 4.78
5520-001 | FITTING BLACK IRON 90 ELBOW 1/4 | 773638061216 | 4.3
5520-002 | FITTING BLACK IRON 90 ELBOW 3/8 | 773638061223 | 3.82
5520-003 | FITTING BLACK IRON 90 ELBOW 1/2 | 773638061230 | 3.7
5520-004 | FITTING BLACK IRON 90 ELBOW 3/4 | 773638061247 | 4.45
5520-005 | FITTING BLACK IRON 90 ELBOW 1 | 773638061254 | 7.31
5520-006 | FITTING BLACK IRON 90 ELBOW 1-1/4 | 773638061261 | 11.21
5520-007 | FITTING BLACK IRON 90 ELBOW 1-1/2 | 773638061278 | 15.24
5520-008 | FITTING BLACK IRON 90 ELBOW 2 | 773638061285 | 24.84
5520-132 | FITTING BLACK IRON 90 REDUCING ELBOW 1/2 x 3/8 | 773638061292 | 5.31
5520-143 | FITTING BLACK IRON 90 REDUCING ELBOW 3/4 x 1/2 | 773638061308 | 6.22
5520-144 | FITTING BLACK IRON 90 REDUCING ELBOW 1 x 1/2 | 773638061315 | 8.48
5520-154 | FITTING BLACK IRON 90 REDUCING ELBOW 1 x 3/4 | 773638061322 | 8.48
5520-200 | FITTING BLACK IRON 45 ELBOW 1/8 | 773638061339 | 6.08
5520-201 | FITTING BLACK IRON 45 ELBOW 1/4 | 773638061346 | 5.31
5520-202 | FITTING BLACK IRON 45 ELBOW 3/8 | 773638061353 | 5.31
5520-203 | FITTING BLACK IRON 45 ELBOW 1/2 | 773638061360 | 4.45
5520-204 | FITTING BLACK IRON 45 ELBOW 3/4 | 773638061377 | 5.77
5520-205 | FITTING BLACK IRON 45 ELBOW 1 | 773638061384 | 8.02
5520-206 | FITTING BLACK IRON 45 ELBOW 1-1/4 | 773638061391 | 14.33
5520-207 | FITTING BLACK IRON 45 ELBOW 1-1/2 | 773638061407 | 18.44
5520-208 | FITTING BLACK IRON 45 ELBOW 2 | 773638061414 | 27.8
5520-300 | FITTING BLACK IRON 90 ST ELBOW 1/8 | 773638061421 | 6.39
5520-301 | FITTING BLACK IRON 90 ST ELBOW 1/4 | 773638061438 | 5.31
5520-302 | FITTING BLACK IRON 90 ST ELBOW 3/8 | 773638061445 | 5.31
5520-303 | FITTING BLACK IRON 90 ST ELBOW 1/2 | 773638061452 | 5.31
5520-304 | FITTING BLACK IRON 90 ST ELBOW 3/4 | 773638061469 | 6.22
5520-305 | FITTING BLACK IRON 90 ST ELBOW 1 | 773638061476 | 9.21
5520-306 | FITTING BLACK IRON 90 ST ELBOW 1-1/4 | 773638061483 | 15.56
5520-307 | FITTING BLACK IRON 90 ST ELBOW 1-1/2 | 773638061490 | 20.37
5520-308 | FITTING BLACK IRON 90 ST ELBOW 2 | 773638061506 | 26.3
5520-334 | FITTING BLACK IRON BULL HEAD TEE 1/2 x 1/2 x 3/4 | 773638061513 | 8.89
5520-433 | FITTING BLACK IRON REDUCING TEE 3/4 x 1/2 x 1/2 | 773638061520 | 8.89
5520-434 | FITTING BLACK IRON REDUCING TEE 3/4 x 1/2 x 3/4 | 773638061537 | 8.89
5520-445 | FITTING BLACK IRON REDUCING TEE 3/4 x 3/4 x 1 | 773638061544 | 11.91
5520-503 | FITTING BLACK IRON 45 ST ELBOW 1/2 | 773638061551 | 6.22
5520-544 | FITTING BLACK IRON REDUCING TEE 1 x 3/4 x 3/4 | 773638061568 | 13.21
5520-600 | FITTING BLACK IRON TEE 1/8 | 773638061575 | 6.87
5520-601 | FITTING BLACK IRON TEE 1/4 | 773638061582 | 5.8
5520-602 | FITTING BLACK IRON TEE 3/8 | 773638061599 | 5.8
5520-603 | FITTING BLACK IRON TEE 1/2 | 773638061605 | 4.3
5520-604 | FITTING BLACK IRON TEE 3/4 | 773638061612 | 6.04
5520-605 | FITTING BLACK IRON TEE 1 | 773638061629 | 12.66
5520-606 | FITTING BLACK IRON TEE 1-1/4 | 773638061636 | 17.02
5520-607 | FITTING BLACK IRON TEE 1-1/2 | 773638061643 | 21.09
5520-608 | FITTING BLACK IRON TEE 2 | 773638061650 | 21.09
5520-743 | FITTING BLACK IRON REDUCING TEE 3/4 x 1/2 | 773638061667 | 9.21
5520-753 | FITTING BLACK IRON REDUCING TEE 1 x 1/2 | 773638061674 | 11.76
5520-754 | FITTING BLACK IRON REDUCING TEE 1 x 3/4 | 773638061681 | 12.27
5521-200 | FITTING BLACK IRON COUPLING 1/8 | 773638061698 | 5.31
5521-201 | FITTING BLACK IRON COUPLING 1/4 | 773638061704 | 4.69
5521-202 | FITTING BLACK IRON COUPLING 3/8 | 773638061711 | 4.69
5521-203 | FITTING BLACK IRON COUPLING 1/2 | 773638061728 | 3.09
5521-204 | FITTING BLACK IRON COUPLING 3/4 | 773638061735 | 3.9
5521-205 | FITTING BLACK IRON COUPLING 1 | 773638061742 | 6.8
5521-206 | FITTING BLACK IRON COUPLING 1-1/4 | 773638061759 | 10.21
5521-207 | FITTING BLACK IRON COUPLING 1-1/2 | 773638061766 | 12.86
5521-208 | FITTING BLACK IRON COUPLING 2 | 773638061773 | 19.3
5521-310 | FITTING BLACK IRON REDUCER COUPLING 1/4 x 1/8 | 773638061780 | 3.28
5521-321 | FITTING BLACK IRON REDUCER COUPLING 3/8 x 1/4 | 773638061797 | 4.45
5521-332 | FITTING BLACK IRON REDUCER COUPLING 1/2 x 3/8 | 773638061803 | 4.45
5521-342 | FITTING BLACK IRON REDUCER COUPLING 3/4 x 3/8 | 773638061810 | 5.67
5521-343 | FITTING BLACK IRON REDUCER COUPLING 3/4 x 1/2 | 773638061827 | 5.31
5521-353 | FITTING BLACK IRON REDUCER COUPLING 1 x 1/2 | 773638061834 | 8.14
5521-354 | FITTING BLACK IRON REDUCER COUPLING 1 x 3/4 | 773638061841 | 8.19
5521-365 | FITTING BLACK IRON REDUCER COUPLING 1-1/4 x 1 | 773638061858 | 10.85
5521-376 | FITTING BLACK IRON REDUCER COUPLING 1-1/2 x 1-1/4 | 773638061865 | 13
5521-400 | FITTING BLACK IRON CAP 1/8 | 773638061872 | 3.42
5521-401 | FITTING BLACK IRON CAP 1/4 | 773638061889 | 3.9
5521-402 | FITTING BLACK IRON CAP 3/8 | 773638061896 | 3.64
5521-403 | FITTING BLACK IRON CAP 1/2 | 773638061902 | 2.95
5521-404 | FITTING BLACK IRON CAP 3/4 | 773638061919 | 3.62
5521-405 | FITTING BLACK IRON CAP 1 | 773638061926 | 5.5
5521-406 | FITTING BLACK IRON CAP 1-1/4 | 773638061933 | 7.13
5521-407 | FITTING BLACK IRON CAP 1-1/2 | 773638061940 | 9.73
5521-408 | FITTING BLACK IRON CAP 2 | 773638061957 | 13.32
5521-603 | FITTING BLACK IRON FLOOR FLANGE 1/2 | 773638061964 | 10.07
5521-604 | FITTING BLACK IRON FLOOR FLANGE 3/4 | 773638061971 | 12.59
5521-605 | FITTING BLACK IRON FLOOR FLANGE 1 | 773638061988 | 15.53
5521-606 | FITTING BLACK IRON FLOOR FLANGE 1-1/4 | 773638061995 | 18.23
5521-607 | FITTING BLACK IRON FLOOR FLANGE 1-1/2 | 773638062107 | 21.6
5521-608 | FITTING BLACK IRON FLOOR FLANGE 2 | 773638062114 | 27.15
5521-702 | FITTING BLACK IRON UNION 3/8 | 773638062121 | 16.84
5521-703 | FITTING BLACK IRON UNION 1/2 | 773638062138 | 14.16
5521-704 | FITTING BLACK IRON UNION 3/4 | 773638062145 | 17.24
5521-705 | FITTING BLACK IRON UNION 1 | 773638062152 | 21.82
5521-706 | FITTING BLACK IRON UNION 1-1/4 | 773638062169 | 29.21
5521-707 | FITTING BLACK IRON UNION 1-1/2 | 773638062176 | 34.74
5521-708 | FITTING BLACK IRON UNION 2 | 773638062183 | 56.73
5521-800 | FITTING BLACK IRON PLUG 1/8 | 773638062190 | 2.95
5521-801 | FITTING BLACK IRON PLUG 1/4 | 773638062206 | 2.95
5521-802 | FITTING BLACK IRON PLUG 3/8 | 773638062213 | 2.95
5521-803 | FITTING BLACK IRON PLUG 1/2 | 773638062220 | 2.6
5521-804 | FITTING BLACK IRON PLUG 3/4 | 773638062237 | 3.07
5521-805 | FITTING BLACK IRON PLUG 1 | 773638062244 | 3.9
5521-806 | FITTING BLACK IRON PLUG 1-1/4 | 773638062251 | 5.48
5521-807 | FITTING BLACK IRON PLUG 1-1/2 | 773638062268 | 7.13
5521-808 | FITTING BLACK IRON PLUG 2 | 773638062275 | 10.55
5521-910 | FITTING BLACK IRON HEX BUSHING 1/4 x 1/8 | 773638062282 | 4.23
5521-920 | FITTING BLACK IRON HEX BUSHING 3/8 x 1/8 | 773638062299 | 4.23
5521-921 | FITTING BLACK IRON HEX BUSHING 3/8 x 1/4 | 773638062305 | 3.62
5521-930 | FITTING BLACK IRON HEX BUSHING 1/2 x 1/8 | 773638062312 | 4.09
5521-931 | FITTING BLACK IRON HEX BUSHING 1/2 x 1/4 | 773638062329 | 4.23
5521-932 | FITTING BLACK IRON HEX BUSHING 1/2 x 3/8 | 773638062336 | 4.23
5521-940 | FITTING BLACK IRON HEX BUSHING 3/4 x 1/8 | 773638062343 | 4.23
5521-941 | FITTING BLACK IRON HEX BUSHING 3/4 x 1/4 | 773638062350 | 4.23
5521-942 | FITTING BLACK IRON HEX BUSHING 3/4 x 3/8 | 773638062367 | 4.23
5521-943 | FITTING BLACK IRON HEX BUSHING 3/4 x 1/2 | 773638062374 | 4.23
5521-951 | FITTING BLACK IRON HEX BUSHING 1 x 1/4 | 773638062381 | 6.04
5521-952 | FITTING BLACK IRON HEX BUSHING 1 x 3/8 | 773638062398 | 6.04
5521-953 | FITTING BLACK IRON HEX BUSHING 1 x 1/2 | 773638062404 | 5.67
5521-954 | FITTING BLACK IRON HEX BUSHING 1 x 3/4 | 773638062411 | 5.67
5521-963 | FITTING BLACK IRON HEX BUSHING 1-1/4 x 1/2 | 773638062428 | 7.13
5521-964 | FITTING BLACK IRON HEX BUSHING 1-1/4 x 3/4 | 773638062435 | 7.13
5521-965 | FITTING BLACK IRON HEX BUSHING 1-1/4 x 1 | 773638062442 | 7.13
5521-973 | FITTING BLACK IRON HEX BUSHING 1-1/2 x 1/2 | 773638062459 | 8.89
5521-974 | FITTING BLACK IRON HEX BUSHING 1-1/2 x 3/4 | 773638062466 | 9.35
5521-975 | FITTING BLACK IRON HEX BUSHING 1-1/2 x 1 | 773638062473 | 8.68
5521-976 | FITTING BLACK IRON HEX BUSHING 1-1/2 x 1-1/4 | 773638062480 | 8.68
5521-983 | FITTING BLACK IRON HEX BUSHING 2 x 1/2 | 773638062497 | 12.66
5521-984 | FITTING BLACK IRON HEX BUSHING 2 x 3/4 | 773638062503 | 12.66
5521-985 | FITTING BLACK IRON HEX BUSHING 2 x 1 | 773638062510 | 12.66
5521-986 | FITTING BLACK IRON HEX BUSHING 2 x 1-1/4 | 773638062527 | 12.66
5521-987 | FITTING BLACK IRON HEX BUSHING 2 x 1-1/2 | 773638062534 | 11.76
5560-001 | PIPE NIPPLE GALVANIZED STEEL 1/8 x CLOSE | 773638742009 | 4.21
5560-015 | PIPE NIPPLE GALVANIZED STEEL 1/8 x 1-1/2 | 773638742016 | 4.51
5560-020 | PIPE NIPPLE GALVANIZED STEEL 1/8 x 2 | 773638742023 | 5.09
5560-025 | PIPE NIPPLE GALVANIZED STEEL 1/8 x 2-1/2 | 773638742030 | 5.91
5560-030 | PIPE NIPPLE GALVANIZED STEEL 1/8 x 3 | 773638742047 | 6.29
5560-035 | PIPE NIPPLE GALVANIZED STEEL 1/8 x 3-1/2 | 773638742054 | 6.75
5560-040 | PIPE NIPPLE GALVANIZED STEEL 1/8 x 4 | 773638742061 | 7.26
5560-050 | PIPE NIPPLE GALVANIZED STEEL 1/8 x 5 | 773638742078 | 8
5560-055 | PIPE NIPPLE GALVANIZED STEEL 1/8 x 5-1/2 | 773638742085 | 8.9
5560-060 | PIPE NIPPLE GALVANIZED STEEL 1/8 x 6 | 773638742092 | 9.91
5561-001 | PIPE NIPPLE GALVANIZED STEEL 1/4 x CLOSE | 773638742108 | 3.92
5561-015 | PIPE NIPPLE GALVANIZED STEEL 1/4 x 1-1/2 | 773638742115 | 4.23
5561-020 | PIPE NIPPLE GALVANIZED STEEL 1/4 x 2 | 773638742122 | 4.73
5561-025 | PIPE NIPPLE GALVANIZED STEEL 1/4 x 2-1/2 | 773638742139 | 4.85
5561-030 | PIPE NIPPLE GALVANIZED STEEL 1/4 x 3 | 773638742146 | 5.97
5561-035 | PIPE NIPPLE GALVANIZED STEEL 1/4 x 3-1/2 | 773638742153 | 5.95
5561-040 | PIPE NIPPLE GALVANIZED STEEL 1/4 x 4 | 773638742160 | 7.06
5561-045 | PIPE NIPPLE GALVANIZED STEEL 1/4 x 4-1/2 | 773638742177 | 7.28
5561-050 | PIPE NIPPLE GALVANIZED STEEL 1/4 x 5 | 773638742184 | 9.28
5561-060 | PIPE NIPPLE GALVANIZED STEEL 1/4 x 6 | 773638742191 | 11.09
5562-001 | PIPE NIPPLE GALVANIZED STEEL 3/8 x CLOSE | 773638742207 | 4.68
5562-015 | PIPE NIPPLE GALVANIZED STEEL 3/8 x 1-1/2 | 773638742214 | 4.99
5562-020 | PIPE NIPPLE GALVANIZED STEEL 3/8 x 2 | 773638742221 | 5.49
5562-025 | PIPE NIPPLE GALVANIZED STEEL 3/8 x 2-1/2 | 773638742238 | 5.48
5562-030 | PIPE NIPPLE GALVANIZED STEEL 3/8 x 3 | 773638742245 | 6.97
5562-035 | PIPE NIPPLE GALVANIZED STEEL 3/8 x 3-1/2 | 773638742252 | 6.78
5562-040 | PIPE NIPPLE GALVANIZED STEEL 3/8 x 4 | 773638742269 | 8
5562-045 | PIPE NIPPLE GALVANIZED STEEL 3/8 x 4-1/2 | 773638742276 | 8.28
5562-050 | PIPE NIPPLE GALVANIZED STEEL 3/8 x 5 | 773638742283 | 10.98
5562-060 | PIPE NIPPLE GALVANIZED STEEL 3/8 x 6 | 773638742290 | 12.45
5562-120 | PIPE NIPPLE GALVANIZED STEEL 3/8 x 12 | 773638742306 | 16.43
5562-180 | PIPE NIPPLE GALVANIZED STEEL 3/8 x 18 | 773638742313 | 21.22
5563-001 | PIPE NIPPLE GALVANIZED STEEL 1/2 x CLOSE | 773638742320 | 2.4
5563-015 | PIPE NIPPLE GALVANIZED STEEL 1/2 x 1-1/2 | 773638742337 | 2.61
5563-020 | PIPE NIPPLE GALVANIZED STEEL 1/2 x 2 | 773638742344 | 2.81
5563-025 | PIPE NIPPLE GALVANIZED STEEL 1/2 x 2-1/2 | 773638742351 | 3.02
5563-030 | PIPE NIPPLE GALVANIZED STEEL 1/2 x 3 | 773638742368 | 3.36
5563-035 | PIPE NIPPLE GALVANIZED STEEL 1/2 x 3-1/2 | 773638742375 | 3.75
5563-040 | PIPE NIPPLE GALVANIZED STEEL 1/2 x 4 | 773638742382 | 3.94
5563-045 | PIPE NIPPLE GALVANIZED STEEL 1/2 x 4-1/2 | 773638742399 | 4.35
5563-050 | PIPE NIPPLE GALVANIZED STEEL 1/2 x 5 | 773638742405 | 4.74
5563-055 | PIPE NIPPLE GALVANIZED STEEL 1/2 x 5-1/2 | 773638742412 | 5.05
5563-060 | PIPE NIPPLE GALVANIZED STEEL 1/2 x 6 | 773638742429 | 5.48
5563-080 | PIPE NIPPLE GALVANIZED STEEL 1/2 x 8 | 773638742436 | 10.98
5563-100 | PIPE NIPPLE GALVANIZED STEEL 1/2 x 10 | 773638742443 | 11.87
5563-120 | PIPE NIPPLE GALVANIZED STEEL 1/2 x 12 | 773638742450 | 13.61
5563-129 | STEEL PIPE GALVANIZED 1/2 x 10ft | 773638752008 | 120.04
5563-180 | PIPE NIPPLE GALVANIZED STEEL 1/2 x 18 | 773638742467 | 23.21
5563-240 | PIPE NIPPLE GALVANIZED STEEL 1/2 x 24 | 773638742474 | 27.37
5563-300 | PIPE NIPPLE GALVANIZED STEEL 1/2 x 30 | 773638742481 | 34.01
5563-360 | PIPE NIPPLE GALVANIZED STEEL 1/2 x 36 | 773638742498 | 40.67
5563-480 | PIPE NIPPLE GALVANIZED STEEL 1/2 x 48 | 773638742504 | 52.26
5563-600 | PIPE NIPPLE GALVANIZED STEEL 1/2 x 60 | 773638742511 | 60.65
5563-720 | PIPE NIPPLE GALVANIZED STEEL 1/2 x 72 | 773638742528 | 71.79
5564-001 | PIPE NIPPLE GALVANIZED STEEL 3/4 x CLOSE | 773638742535 | 3.12
5564-015 | PIPE NIPPLE GALVANIZED STEEL 3/4 x 1-1/2 | 773638742542 | 3.27
5564-020 | PIPE NIPPLE GALVANIZED STEEL 3/4 x 2 | 773638742559 | 3.4
5564-025 | PIPE NIPPLE GALVANIZED STEEL 3/4 x 2-1/2 | 773638742566 | 3.81
5564-030 | PIPE NIPPLE GALVANIZED STEEL 3/4 x 3 | 773638742573 | 4.17
5564-035 | PIPE NIPPLE GALVANIZED STEEL 3/4 x 3-1/2 | 773638742580 | 4.69
5564-040 | PIPE NIPPLE GALVANIZED STEEL 3/4 x 4 | 773638742597 | 5.05
5564-045 | PIPE NIPPLE GALVANIZED STEEL 3/4 x 4-1/2 | 773638742603 | 5.58
5564-050 | PIPE NIPPLE GALVANIZED STEEL 3/4 x 5 | 773638742610 | 6.04
5564-055 | PIPE NIPPLE GALVANIZED STEEL 3/4 x 5-1/2 | 773638742627 | 6.71
5564-060 | PIPE NIPPLE GALVANIZED STEEL 3/4 x 6 | 773638742634 | 7.15
5564-080 | PIPE NIPPLE GALVANIZED STEEL 3/4 x 8 | 773638742641 | 13.67
5564-100 | PIPE NIPPLE GALVANIZED STEEL 3/4 x 10 | 773638742658 | 14.45
5564-120 | PIPE NIPPLE GALVANIZED STEEL 3/4 x 12 | 773638742665 | 17.15
5564-129 | STEEL PIPE GALVANIZED 3/4 x 10ft | 773638752015 | 159.91
5564-180 | PIPE NIPPLE GALVANIZED STEEL 3/4 x 18 | 773638742672 | 28.1
5564-240 | PIPE NIPPLE GALVANIZED STEEL 3/4 x 24 | 773638742689 | 34.39
5564-300 | PIPE NIPPLE GALVANIZED STEEL 3/4 x 30 | 773638742696 | 44.3
5564-360 | PIPE NIPPLE GALVANIZED STEEL 3/4 x 36 | 773638742702 | 51.94
5564-480 | PIPE NIPPLE GALVANIZED STEEL 3/4 x 48 | 773638742719 | 66.34
5564-600 | PIPE NIPPLE GALVANIZED STEEL 3/4 x 60 | 773638742726 | 81.04
5564-720 | PIPE NIPPLE GALVANIZED STEEL 3/4 x 72 | 773638742733 | 97.3
5565-001 | PIPE NIPPLE GALVANIZED STEEL 1 x CLOSE | 773638742740 | 4.97
5565-020 | PIPE NIPPLE GALVANIZED STEEL 1 x 2 | 773638742757 | 5.27
5565-025 | PIPE NIPPLE GALVANIZED STEEL 1 x 2-1/2 | 773638742764 | 5.68
5565-030 | PIPE NIPPLE GALVANIZED STEEL 1 x 3 | 773638742771 | 6.24
5565-035 | PIPE NIPPLE GALVANIZED STEEL 1 x 3-1/2 | 773638742788 | 6.8
5565-040 | PIPE NIPPLE GALVANIZED STEEL 1 x 4 | 773638742795 | 7.53
5565-045 | PIPE NIPPLE GALVANIZED STEEL 1 x 4-1/2 | 773638742801 | 8.28
5565-050 | PIPE NIPPLE GALVANIZED STEEL 1 x 5 | 773638742818 | 8.93
5565-055 | PIPE NIPPLE GALVANIZED STEEL 1 x 5-1/2 | 773638742825 | 9.42
5565-060 | PIPE NIPPLE GALVANIZED STEEL 1 x 6 | 773638742832 | 10.25
5565-080 | PIPE NIPPLE GALVANIZED STEEL 1 x 8 | 773638742849 | 16.24
5565-100 | PIPE NIPPLE GALVANIZED STEEL 1 x 10 | 773638742856 | 19.27
5565-120 | PIPE NIPPLE GALVANIZED STEEL 1 x 12 | 773638742863 | 21.22
5565-180 | PIPE NIPPLE GALVANIZED STEEL 1 x 18 | 773638742870 | 36.89
5565-240 | PIPE NIPPLE GALVANIZED STEEL 1 x 24 | 773638742887 | 46.32
5565-300 | PIPE NIPPLE GALVANIZED STEEL 1 x 30 | 773638742894 | 52.64
5565-360 | PIPE NIPPLE GALVANIZED STEEL 1 x 36 | 773638742900 | 58.14
5565-480 | PIPE NIPPLE GALVANIZED STEEL 1 x 48 | 773638742917 | 90.1
5565-600 | PIPE NIPPLE GALVANIZED STEEL 1 x 60 | 773638742924 | 103.1
5565-720 | PIPE NIPPLE GALVANIZED STEEL 1 x 72 | 773638742931 | 128.88
5565-910 | STEEL PIPE GALVANIZED 1 x 10ft | 773638659109 | 237.01
5566-001 | PIPE NIPPLE GALVANIZED STEEL 1-1/4 x CLOSE | 773638742948 | 6.56
5566-020 | PIPE NIPPLE GALVANIZED STEEL 1-1/4 x 2 | 773638742955 | 6.9
5566-025 | PIPE NIPPLE GALVANIZED STEEL 1-1/4 x 2-1/2 | 773638742962 | 7.53
5566-030 | PIPE NIPPLE GALVANIZED STEEL 1-1/4 x 3 | 773638742979 | 8.19
5566-035 | PIPE NIPPLE GALVANIZED STEEL 1-1/4 x 3-1/2 | 773638742986 | 9.02
5566-040 | PIPE NIPPLE GALVANIZED STEEL 1-1/4 x 4 | 773638742993 | 9.89
5566-045 | PIPE NIPPLE GALVANIZED STEEL 1-1/4 x 4-1/2 | 773638743006 | 11.03
5566-050 | PIPE NIPPLE GALVANIZED STEEL 1-1/4 x 5 | 773638743013 | 11.45
5566-055 | PIPE NIPPLE GALVANIZED STEEL 1-1/4 x 5-1/2 | 773638743020 | 13.19
5566-060 | PIPE NIPPLE GALVANIZED STEEL 1-1/4 x 6 | 773638743037 | 13.15
5566-080 | PIPE NIPPLE GALVANIZED STEEL 1-1/4 x 8 | 773638743044 | 20.67
5566-100 | PIPE NIPPLE GALVANIZED STEEL 1-1/4 x 10 | 773638743051 | 23.85
5566-120 | PIPE NIPPLE GALVANIZED STEEL 1-1/4 x 12 | 773638743068 | 27.04
5566-180 | PIPE NIPPLE GALVANIZED STEEL 1-1/4 x 18 | 773638743075 | 45.94
5566-240 | PIPE NIPPLE GALVANIZED STEEL 1-1/4 x 24 | 773638743082 | 60.3
5566-300 | PIPE NIPPLE GALVANIZED STEEL 1-1/4 x 30 | 773638743099 | 72.27
5566-360 | PIPE NIPPLE GALVANIZED STEEL 1-1/4 x 36 | 773638743105 | 89.78
5566-480 | PIPE NIPPLE GALVANIZED STEEL 1-1/4 x 48 | 773638743112 | 118.84
5566-600 | PIPE NIPPLE GALVANIZED STEEL 1-1/4 x 60 | 773638743129 | 141.4
5566-720 | PIPE NIPPLE GALVANIZED STEEL 1-1/4 x 72 | 773638743136 | 164.11
5566-910 | STEEL PIPE GALVANIZED 1-1/4 x 10ft | 773638669108 | 32.48
5567-001 | PIPE NIPPLE GALVANIZED STEEL 1-1/2 x CLOSE | 773638743143 | 8.35
5567-020 | PIPE NIPPLE GALVANIZED STEEL 1-1/2 x 2 | 773638743150 | 8.69
5567-025 | PIPE NIPPLE GALVANIZED STEEL 1-1/2 x 2-1/2 | 773638743167 | 9.1
5567-030 | PIPE NIPPLE GALVANIZED STEEL 1-1/2 x 3 | 773638743174 | 10.02
5567-035 | PIPE NIPPLE GALVANIZED STEEL 1-1/2 x 3-1/2 | 773638743181 | 10.9
5567-040 | PIPE NIPPLE GALVANIZED STEEL 1-1/2 x 4 | 773638743198 | 11.93
5567-045 | PIPE NIPPLE GALVANIZED STEEL 1-1/2 x 4-1/2 | 773638743204 | 12.57
5567-050 | PIPE NIPPLE GALVANIZED STEEL 1-1/2 x 5 | 773638743211 | 13.85
5567-055 | PIPE NIPPLE GALVANIZED STEEL 1-1/2 x 5-1/2 | 773638743228 | 14.6
5567-060 | PIPE NIPPLE GALVANIZED STEEL 1-1/2 x 6 | 773638743235 | 15.74
5567-180 | PIPE NIPPLE GALVANIZED STEEL 1-1/2 x 18 | 773638743242 | 50.24
5567-240 | PIPE NIPPLE GALVANIZED STEEL 1-1/2 x 24 | 773638743259 | 65.63
5567-300 | PIPE NIPPLE GALVANIZED STEEL 1-1/2 x 30 | 773638743266 | 85.68
5567-360 | PIPE NIPPLE GALVANIZED STEEL 1-1/2 x 36 | 773638743273 | 99.44
5567-480 | PIPE NIPPLE GALVANIZED STEEL 1-1/2 x 48 | 773638743280 | 130.19
5567-910 | STEEL PIPE GALVANIZED 1-1/2 x 10ft | 773638679107 | 388.48
5568-001 | PIPE NIPPLE GALVANIZED STEEL 2 x CLOSE | 773638743297 | 11.21
5568-025 | PIPE NIPPLE GALVANIZED STEEL 2 x 2-1/2 | 773638743303 | 11.93
5568-030 | PIPE NIPPLE GALVANIZED STEEL 2 x 3 | 773638743310 | 13.46
5568-035 | PIPE NIPPLE GALVANIZED STEEL 2 x 3-1/2 | 773638743327 | 15.39
5568-040 | PIPE NIPPLE GALVANIZED STEEL 2 x 4 | 773638743334 | 16.17
5568-045 | PIPE NIPPLE GALVANIZED STEEL 2 x 4-1/2 | 773638743341 | 16.61
5568-050 | PIPE NIPPLE GALVANIZED STEEL 2 x 5 | 773638743358 | 18.11
5568-055 | PIPE NIPPLE GALVANIZED STEEL 2 x 5-1/2 | 773638743365 | 19.68
5568-060 | PIPE NIPPLE GALVANIZED STEEL 2 x 6 | 773638743372 | 22.24
5568-910 | STEEL PIPE GALVANIZED 2 x 10ft | 773638689106 | 502.41
5580-001 | PIPE NIPPLE BLACK STEEL 1/8 x CLOSE | 773638743389 | 3.73
5580-015 | PIPE NIPPLE BLACK STEEL 1/8 x 1-1/2 | 773638743396 | 3.81
5580-020 | PIPE NIPPLE BLACK STEEL 1/8 x 2 | 773638743402 | 3.89
5580-025 | PIPE NIPPLE BLACK STEEL 1/8 x 2-1/2 | 773638743419 | 4.42
5580-030 | PIPE NIPPLE BLACK STEEL 1/8 x 3 | 773638743426 | 4.63
5580-035 | PIPE NIPPLE BLACK STEEL 1/8 x 3-1/2 | 773638743433 | 5.09
5580-040 | PIPE NIPPLE BLACK STEEL 1/8 x 4 | 773638743440 | 5.21
5580-060 | PIPE NIPPLE BLACK STEEL 1/8 x 6 | 773638743457 | 7.73
5581-001 | PIPE NIPPLE BLACK STEEL 1/4 x CLOSE | 773638743464 | 3.23
5581-015 | PIPE NIPPLE BLACK STEEL 1/4 x 1-1/2 | 773638743471 | 3.4
5581-020 | PIPE NIPPLE BLACK STEEL 1/4 x 2 | 773638743488 | 3.5
5581-025 | PIPE NIPPLE BLACK STEEL 1/4 x 2-1/2 | 773638743495 | 3.89
5581-030 | PIPE NIPPLE BLACK STEEL 1/4 x 3 | 773638743501 | 4.29
5581-035 | PIPE NIPPLE BLACK STEEL 1/4 x 3-1/2 | 773638743518 | 4.78
5581-040 | PIPE NIPPLE BLACK STEEL 1/4 x 4 | 773638743525 | 4.78
5581-050 | PIPE NIPPLE BLACK STEEL 1/4 x 5 | 773638743532 | 7.68
5581-060 | PIPE NIPPLE BLACK STEEL 1/4 x 6 | 773638743549 | 8.59
5582-001 | PIPE NIPPLE BLACK STEEL 3/8 x CLOSE | 773638743556 | 3.34
5582-015 | PIPE NIPPLE BLACK STEEL 3/8 x 1-1/2 | 773638743563 | 3.47
5582-020 | PIPE NIPPLE BLACK STEEL 3/8 x 2 | 773638743570 | 3.73
5582-025 | PIPE NIPPLE BLACK STEEL 3/8 x 2-1/2 | 773638743587 | 4.09
5582-030 | PIPE NIPPLE BLACK STEEL 3/8 x 3 | 773638743594 | 4.6
5582-035 | PIPE NIPPLE BLACK STEEL 3/8 x 3-1/2 | 773638743600 | 4.88
5582-040 | PIPE NIPPLE BLACK STEEL 3/8 x 4 | 773638743617 | 5.37
5582-050 | PIPE NIPPLE BLACK STEEL 3/8 x 5 | 773638743624 | 7.85
5582-060 | PIPE NIPPLE BLACK STEEL 3/8 x 6 | 773638743631 | 8.88
5582-240 | PIPE NIPPLE BLACK STEEL 3/8 x 24 | 773638743648 | 18.94
5583-001 | PIPE NIPPLE BLACK STEEL 1/2 x CLOSE | 773638743655 | 1.99
5583-015 | PIPE NIPPLE BLACK STEEL 1/2 x 1-1/2 | 773638743662 | 2.04
5583-020 | PIPE NIPPLE BLACK STEEL 1/2 x 2 | 773638743679 | 2.21
5583-025 | PIPE NIPPLE BLACK STEEL 1/2 x 2-1/2 | 773638743686 | 2.38
5583-030 | PIPE NIPPLE BLACK STEEL 1/2 x 3 | 773638743693 | 2.62
5583-035 | PIPE NIPPLE BLACK STEEL 1/2 x 3-1/2 | 773638743709 | 3.15
5583-040 | PIPE NIPPLE BLACK STEEL 1/2 x 4 | 773638743716 | 3.26
5583-045 | PIPE NIPPLE BLACK STEEL 1/2 x 4-1/2 | 773638743723 | 4
5583-050 | PIPE NIPPLE BLACK STEEL 1/2 x 5 | 773638743730 | 4.04
5583-055 | PIPE NIPPLE BLACK STEEL 1/2 x 5-1/2 | 773638743747 | 4.42
5583-060 | PIPE NIPPLE BLACK STEEL 1/2 x 6 | 773638743754 | 5.01
5583-080 | PIPE NIPPLE BLACK STEEL 1/2 x 8 | 773638743761 | 8.18
5583-100 | PIPE NIPPLE BLACK STEEL 1/2 x 10 | 773638743778 | 9.27
5583-120 | PIPE NIPPLE BLACK STEEL 1/2 x 12 | 773638743785 | 10.38
5583-180 | PIPE NIPPLE BLACK STEEL 1/2 x 18 | 773638743792 | 17.29
5583-240 | PIPE NIPPLE BLACK STEEL 1/2 x 24 | 773638743808 | 20.17
5583-300 | PIPE NIPPLE BLACK STEEL 1/2 x 30 | 773638743815 | 26.28
5583-360 | PIPE NIPPLE BLACK STEEL 1/2 x 36 | 773638743822 | 31.97
5583-480 | PIPE NIPPLE BLACK STEEL 1/2 x 48 | 773638743839 | 40.65
5583-600 | PIPE NIPPLE BLACK STEEL 1/2 x 60 | 773638743846 | 45.79
5583-720 | PIPE NIPPLE BLACK STEEL 1/2 x 72 | 773638743853 | 57.24
5583-910 | STEEL PIPE BLACK 1/2 x 10ft | 773638839105 | 98.13
5584-001 | PIPE NIPPLE BLACK STEEL 3/4 x CLOSE | 773638743860 | 2.62
5584-015 | PIPE NIPPLE BLACK STEEL 3/4 x 1-1/2 | 773638743877 | 2.8
5584-020 | PIPE NIPPLE BLACK STEEL 3/4 x 2 | 773638743884 | 2.94
5584-025 | PIPE NIPPLE BLACK STEEL 3/4 x 2-1/2 | 773638743891 | 3.24
5584-030 | PIPE NIPPLE BLACK STEEL 3/4 x 3 | 773638743907 | 3.47
5584-035 | PIPE NIPPLE BLACK STEEL 3/4 x 3-1/2 | 773638743914 | 4.09
5584-040 | PIPE NIPPLE BLACK STEEL 3/4 x 4 | 773638743921 | 4.27
5584-045 | PIPE NIPPLE BLACK STEEL 3/4 x 4-1/2 | 773638743938 | 5.52
5584-050 | PIPE NIPPLE BLACK STEEL 3/4 x 5 | 773638743945 | 5.05
5584-055 | PIPE NIPPLE BLACK STEEL 3/4 x 5-1/2 | 773638743952 | 5.53
5584-060 | PIPE NIPPLE BLACK STEEL 3/4 x 6 | 773638743969 | 5.99
5584-080 | PIPE NIPPLE BLACK STEEL 3/4 x 8 | 773638743976 | 9.64
5584-100 | PIPE NIPPLE BLACK STEEL 3/4 x 10 | 773638743983 | 10.95
5584-120 | PIPE NIPPLE BLACK STEEL 3/4 x 12 | 773638743990 | 12.47
5584-180 | PIPE NIPPLE BLACK STEEL 3/4 x 18 | 773638744003 | 21.6
5584-240 | PIPE NIPPLE BLACK STEEL 3/4 x 24 | 773638744010 | 25.48
5584-300 | PIPE NIPPLE BLACK STEEL 3/4 x 30 | 773638744027 | 35.14
5584-360 | PIPE NIPPLE BLACK STEEL 3/4 x 36 | 773638744034 | 38.99
5584-480 | PIPE NIPPLE BLACK STEEL 3/4 x 48 | 773638744041 | 50.52
5584-600 | PIPE NIPPLE BLACK STEEL 3/4 x 60 | 773638744058 | 63.85
5584-720 | PIPE NIPPLE BLACK STEEL 3/4 x 72 | 773638744065 | 79.84
5584-910 | STEEL PIPE BLACK 3/4 x 10ft | 773638849104 | 130.63
5585-001 | PIPE NIPPLE BLACK STEEL 1 X CLOSE | 773638744072 | 4.07
5585-020 | PIPE NIPPLE BLACK STEEL 1 x 2 | 773638744089 | 4.4
5585-025 | PIPE NIPPLE BLACK STEEL 1 x 2-1/2 | 773638744096 | 4.61
5585-030 | PIPE NIPPLE BLACK STEEL 1 x 3 | 773638744102 | 5.12
5585-035 | PIPE NIPPLE BLACK STEEL 1 x 3-1/2 | 773638744119 | 5.99
5585-040 | PIPE NIPPLE BLACK STEEL 1 x 4 | 773638744126 | 6.3
5585-045 | PIPE NIPPLE BLACK STEEL 1 x 4-1/2 | 773638744133 | 6.97
5585-050 | PIPE NIPPLE BLACK STEEL 1 x 5 | 773638744140 | 7.87
5585-055 | PIPE NIPPLE BLACK STEEL 1 x 5-1/2 | 773638744157 | 8.26
5585-060 | PIPE NIPPLE BLACK STEEL 1 x 6 | 773638744164 | 8.59
5585-080 | PIPE NIPPLE BLACK STEEL 1 x 8 | 773638744171 | 12.7
5585-100 | PIPE NIPPLE BLACK STEEL 1 x 10 | 773638744188 | 14.67
5585-120 | PIPE NIPPLE BLACK STEEL 1 x 12 | 773638744195 | 17.56
5585-180 | PIPE NIPPLE BLACK STEEL 1 x 18 | 773638744201 | 30.59
5585-240 | PIPE NIPPLE BLACK STEEL 1 x 24 | 773638744218 | 36.35
5585-300 | PIPE NIPPLE BLACK STEEL 1 x 30 | 773638744225 | 44.9
5585-360 | PIPE NIPPLE BLACK STEEL 1 x 36 | 773638744232 | 71.36
5585-480 | PIPE NIPPLE BLACK STEEL 1 x 48 | 773638744249 | 83.47
5585-600 | PIPE NIPPLE BLACK STEEL 1 x 60 | 773638744256 | 87.65
5585-720 | PIPE NIPPLE BLACK STEEL 1 x 72 | 773638744263 | 109.57
5585-910 | STEEL PIPE BLACK 1 x 10ft | 773638859103 | 193.31
5586-001 | PIPE NIPPLE BLACK STEEL 1-1/4 x CLOSE | 773638744270 | 5.48
5586-020 | PIPE NIPPLE BLACK STEEL 1-1/4 x 2 | 773638744287 | 5.84
5586-025 | PIPE NIPPLE BLACK STEEL 1-1/4 x 2-1/2 | 773638744294 | 6.38
5586-030 | PIPE NIPPLE BLACK STEEL 1-1/4 x 3 | 773638744300 | 6.93
5586-035 | PIPE NIPPLE BLACK STEEL 1-1/4 x 3-1/2 | 773638744317 | 7.31
5586-040 | PIPE NIPPLE BLACK STEEL 1-1/4 x 4 | 773638744324 | 8.34
5586-045 | PIPE NIPPLE BLACK STEEL 1-1/4 x 4-1/2 | 773638744331 | 8.61
5586-050 | PIPE NIPPLE BLACK STEEL 1-1/4 x 5 | 773638744348 | 9.59
5586-055 | PIPE NIPPLE BLACK STEEL 1-1/4 x 5-1/2 | 773638744355 | 9.9
5586-060 | PIPE NIPPLE BLACK STEEL 1-1/4 x 6 | 773638744362 | 11.02
5586-120 | PIPE NIPPLE BLACK STEEL 1-1/4 x 12 | 773638744379 | 22.58
5586-180 | PIPE NIPPLE BLACK STEEL 1-1/4 x 18 | 773638744386 | 32.28
5586-240 | PIPE NIPPLE BLACK STEEL 1-1/4 x 24 | 773638744393 | 40.95
5586-300 | PIPE NIPPLE BLACK STEEL 1-1/4 x 30 | 773638744409 | 53.83
5586-360 | PIPE NIPPLE BLACK STEEL 1-1/4 x 36 | 773638744416 | 64.51
5586-480 | PIPE NIPPLE BLACK STEEL 1-1/4 x 48 | 773638744423 | 82.44
5586-600 | PIPE NIPPLE BLACK STEEL 1-1/4 x 60 | 773638744430 | 108.13
5586-720 | PIPE NIPPLE BLACK STEEL 1-1/4 x 72 | 773638744447 | 114.16
5586-910 | STEEL PIPE BLACK 1-1/4 x 10ft | 773638869102 | 258.6
5587-001 | PIPE NIPPLE BLACK STEEL 1-1/2 x CLOSE | 773638744454 | 6.53
5587-020 | PIPE NIPPLE BLACK STEEL 1-1/2 x 2 | 773638744461 | 6.8
5587-025 | PIPE NIPPLE BLACK STEEL 1-1/2 x 2-1/2 | 773638744478 | 7.56
5587-030 | PIPE NIPPLE BLACK STEEL 1-1/2 x 3 | 773638744485 | 8.35
5587-035 | PIPE NIPPLE BLACK STEEL 1-1/2 x 3-1/2 | 773638744492 | 7.39
5587-040 | PIPE NIPPLE BLACK STEEL 1-1/2 x 4 | 773638744508 | 9.91
5587-050 | PIPE NIPPLE BLACK STEEL 1-1/2 x 5 | 773638744515 | 11.24
5587-060 | PIPE NIPPLE BLACK STEEL 1-1/2 x 6 | 773638744522 | 13.91
5587-080 | PIPE NIPPLE BLACK STEEL 1-1/2 x 8 | 773638744539 | 21.87
5587-100 | PIPE NIPPLE BLACK STEEL 1-1/2 x 10 | 773638744546 | 25.43
5587-120 | PIPE NIPPLE BLACK STEEL 1-1/2 x 12 | 773638744553 | 28.71
5587-240 | PIPE NIPPLE BLACK STEEL 1-1/2 x 24 | 773638744560 | 58.35
5587-360 | PIPE NIPPLE BLACK STEEL 1-1/2 x 36 | 773638744577 | 76.57
5587-910 | STEEL PIPE BLACK 1-1/2 x 10ft | 773638879101 | 292.23
5588-001 | PIPE NIPPLE BLACK STEEL 2 x CLOSE | 773638744584 | 8.35
5588-025 | PIPE NIPPLE BLACK STEEL 2 x 2-1/2 | 773638744591 | 8.69
5588-030 | PIPE NIPPLE BLACK STEEL 2 x 3 | 773638744607 | 9.89
5588-040 | PIPE NIPPLE BLACK STEEL 2 x 4 | 773638744614 | 12.68
5588-050 | PIPE NIPPLE BLACK STEEL 2 x 5 | 773638744621 | 14.62
5588-060 | PIPE NIPPLE BLACK STEEL 2 x 6 | 773638744638 | 17.94
5588-120 | PIPE NIPPLE BLACK STEEL 2 x 12 | 773638744645 | 37.24
5588-180 | PIPE NIPPLE BLACK STEEL 2 x 18 | 773638744652 | 51.99
5588-240 | PIPE NIPPLE BLACK STEEL 2 x 24 | 773638744669 | 63.74
5588-300 | PIPE NIPPLE BLACK STEEL 2 x 30 | 773638744676 | 88.84
5588-360 | PIPE NIPPLE BLACK STEEL 2 x 36 | 773638744683 | 94.14
5588-480 | PIPE NIPPLE BLACK STEEL 2 x 48 | 773638744690 | 125.09
5588-600 | PIPE NIPPLE BLACK STEEL 2 x 60 | 773638744706 | 156.23
5588-720 | PIPE NIPPLE BLACK STEEL 2 x 72 | 773638744713 | 186.73
5588-910 | STEEL PIPE BLACK 2 x 10ft | 773638889100 | 374.95
613-050 | 3/4 x 50f 24G SUSP STRAP GALVANIZED STEEL ROLL |  | 23.35
617-050 | 3/4X50 FEET 24G SUSP STRAP COP CLAD ROLL |  | 38.69
6200-001 | BATH FAN WITH BLUETOOTH SPEAKER | 820633963172 | 622.81
6201-500 | BATH FAN 90 CFM BLUETOOTH SPEAKERS & 2 LED LIGHT | 773638015004 | 710.82
6202-001 | BATH FAN 80 CFM WITH LED LIGHT WHITE GLOBE 3 FINIAL | 773638020015 | 426.52
6340-001 | MOM # 675 AUTO-VENT 150 PSI FORGED BRASS 1/8 MIP | 773638400015 | 39.74
6340-501 | MANUAL AIR VENT 1/8 MIP WHEEL HANDLE | 773638409919 | 12.88
6340-502 | MANUAL AIR VENT 1/8 MIP SCREWDRIVER SLOT | 773638409926 | 6.87
6350-001 | MOM # 67 AUTO-VENT 1/8 IP MALE | 685296001025 | 48.18
6350-002 | MOM # 66 AUTO-VENT 1/8 IP MALE | 685296001124 | 75.22
6350-003 | MOM # 68 AUTO-VENT 1/4 IP MALE | 685296001094 | 95.02
6350-004 | MOM # 7 AUTO-VENT 1/8 IP FEMALE | 685296001018 | 156.09
6350-005 | MOM # 71 AUTO-VENT 1/4 IP MALE | 685296001063 | 183.65
6350-006 | MOM # 74 AUTO-VENT 1/4 IP FEMALE | 685296001070 | 181.54
6350-007 | MOM # 75 AUTO-VENT 1/2 F 3/4 M COMBO | 685296001056 | 228.4
6350-008 | MOM # 77 AUTO-VENT 1/8 IP F 1/8 F SIDE | 685296001087 | 186.93
6350-009 | MOM # 78 AUTO-VENT 1/8 IP MALE | 685296001100 | 179.95
6350-010 | MOM # 27 AUTO-VENT 1/8 IP FEMALE SIDE | 685296001032 | 152.1
6350-011 | MOM # 37 AUTO-VENT 1/8 IP MALE BOTTOM | 685296001117 | 156.09
6350-012 | MOM # 72 MANUAL VENT 1/8 IP MALE | 685296001049 | 24.19
6350-013 | MOM # 52 WITH RED BRASS FLOAT | 773638500135 | 223.84
6350-014 | MOM # 95 PUSH-BUTTON MANUAL VENT | 773638500142 | 35.9
6350-015 | MOM # 670 HIGH CAP AIR VENT - FORGED BRASS |  | 56.57
6350-019 | MOM #51 FLOAT CONTROL VALVE W/PLASTIC FLOAT | 773638500197 | 216.9
6350-020 | MOM # 7A CONNECTOR F/SAFE WASTE | 685296001131 | 20.83
6350-021 | MOM # 59 FLOAT CONTROL VALVE VERTICAL PLASTIC FLOAT |  | 220.83
6350-201 | MOM # 67AS AUTO-VENT 1/8 IP MALE | 685296001186 | 72.66
6350-590 | 5900 WATER BOY VALVE W/RESEVOIR |  | 285.03
6350-888 | CAP FOR MOM AIR VENTS |  | 6.1
6350-999 | MOM #9AS AUTOMATIC SHUTOFF FOR #66, #67 & #68 | 685296001155 | 24.4
6351-002 | MOM VERTICAL STEAM VENT # 40M 1/8 ANGLE | 6852960022448 | 78.33
6351-501 | MOM STEAM VENT # 4 - 1/8 ANGLE | 685296002015 | 66.15
6351-502 | MOM STEAM VENT # 5 - 1/8 ANGLE | 685296002022 | 66.15
6351-503 | MOM STEAM VENT # 5 - 1/8 STRAIGHT | 685296002039 | 70.12
6351-504 | MOM STEAM VENT # 5 - 1/4 STRAIGHT | 685296002046 | 72.37
6351-505 | MOM STEAM VENT # 6 - 1/8 ANGLE | 685296002053 | 66.15
6351-506 | MOM STEAM VENT # 6 - 1/8 STRAIGHT | 685296002060 | 70.12
6351-507 | MOM STEAM VENT # 6 - 1/4 STRAIGHT | 685296002077 | 72.37
6351-508 | MOM STEAM VENT C - 1/8 ANGLE | 685296002084 | 66.15
6351-509 | MOM STEAM VENT C - 1/8 STRAIGHT | 685296002091 | 70.12
6351-510 | MOM STEAM VENT C - 1/4 STRAIGHT | 685296002107 | 72.37
6351-511 | MOM STEAM VENT D - 1/8 ANGLE | 685296002114 | 66.15
6351-512 | MOM STEAM VENT D - 1/8 STRAIGHT | 685296002121 | 70.12
6351-513 | MOM STEAM VENT D - 1/4 STRAIGHT | 685296002138 | 72.37
6351-901 | MOM STEAM VENT #1 STRAIGHT MAIN 1/2 x 3/4 | 685296002008 | 110.41
6351-999 | ADJUSTABLE CAP FOR JACOBUS STEAM VENTS | 773638519991 | 63.29
640-032 | SLIP-ON CPLG 3 CI/PL TO 2 CI/PL |  | 16.04
640-042 | SLIP-ON CPLG 4iCI/PL TO 2iCI/PL |  | 18.65
641-010 | SLIP-ON CPLG 1-1/2 CI/PL TO 1-1/4 COPPER |  | 16.04
641-020 | SLIP-ON CPLG 2 CI/PL TO 1-1/4 COPPER |  | 16.78
641-030 | SLIP-ON CPLG 3 CI/PL TO 1-1/4 COPPER |  | 18.14
641-043 | SLIP-ON CPLG 4 CI/PL TO 3 COPPER DWV |  | 22.7
642-310 | S/O CPLG 3 CI/PL TO 1-1/2 COP OR 1-1/4P |  | 18.36
6604-624 | UT BATH FAN 80 CFM .3 SONE HUMIDITY SENSING | 773638046244 | 435.55
6604-625 | UT BATH FAN 150 CFM 0.3 SONE SMT SERIES | 773638046251 | 691.85
6604-626 | UT BATH FAN 90 CFM 1.5 SONE WITH LIGHT | 773638046268 | 399.04
6604-627 | UT BATH FAN 70 CFM 2 SONE DECORATIVE WITH LIGHT | 773638046275 | 325.79
6604-629 | UT BATH FAN 110 CFM 1.2 SONE ENERGY STAR | 773638046299 | 435.55
7000-001 | DRAIN AUGER PISTOL-GRIP CABLE DRUM 1/4 X 25ft | 773638762687 | 92.34
7000-002 | DRAIN AUGER ELECTRIC CABLE DRUM MACHINE 1/4 X 25ft | 773638762694 | 565.24
7001-001 | DRAIN AUGER ELECTRIC CABLE DRUM MACHINE 5/16 X 50ft | 773638762700 | 1167.51
7001-002 | DRAIN AUGER ELECTRIC CABLE DRUM MACHINE 3/8 X 100ft | 773638762717 | 3219.02
7002-100 | REPLACEMENT CABLE AUGER DRUM 3/8 X 100ft FOR 7001-002 | 773638762724 | 642.14
7002-250 | REPLACEMENT CABLE AUGER DRUM 1/4 X 25ft FOR 7000-002 | 773638762731 | 120.93
7002-500 | REPLACEMENT CABLE AUGER DRUM 5/16 X 50ft FOR 7001-001 | 773638762748 | 266.4
7500-001 | WAX GASKET WITH FLANGE | 773638800013 | 10.4
7500-003 | WAX GASKET W/FLANGE NO-SEEP NO. 3 URETHANE WAX | 78864043600 | 17.32
7500-010 | WAX GASKET ULTRA THICK WITH FLANGE | 773638800105 | 12.29
7500-901 | WAX GASKET W/FLANGE - BULK | BULK | 9.46
7501-000 | WAX GASKET CONTRACTOR GRADE | 773638810005 | 5.37
7501-001 | WAX GASKET STANDARD | 773638810012 | 6.39
7501-006 | WAX GASKET URETHANE 2 FOR URINAL | 773638810067 | 16.18
7503-001 | BIN BOX 2 x 12 x 4 | 78864150056 | 6.57
7506-100 | TOILET INSTALLATION KIT FLOOR SUPPLY |  | 127.66
7506-200 | TOILET INSTALLATION KIT WALL SUPPLY |  | 121.54
7507-001 | TFE PASTE HANG-TAB TUBE 1 fl.oz. | 773638870016 | 12.31
7507-003 | TFE PASTE BRUSHTOP BOTTLE 4 fl.oz. | 773638878036 | 27.3
7507-004 | TFE PASTE BRUSHTOP BOTTLE 1/2 PINT | 773638878043 | 50.77
7507-005 | TFE PASTE BRUSHTOP BOTTLE 1 PINT |  | 94.1
7509-001 | PIPE THREAD COMPOUND HANG TAB TUBE 2 oz. | 773638090018 | 5.96
7509-003 | PIPE THREAD COMPOUND BRUSHTOP BOTTLE 1lb | 773638090032 | 15.79
7510-001 | PIPE THREAD STICK 12 STICKS/DISPLAY 1-1/4 oz. | 773638900010 | 5.91
7515-001 | PLUMBERS PUTTY 14 oz. | 773638150019 | 9.05
7517-001 | FURNACE CEMENT CAN 1/2 PINT 237ML | 773638170017 | 19.15
7517-002 | FURNACE CEMENT CAN 1 PINT 473ML | 773638170024 | 26.05
7517-003 | FURNACE CEMENT CAN 1 QUART 946ML | 773638170031 | 39.33
7518-005 | PIPE JOINT LUBRICANT PLASTIC PAIL 3.63kg | 78864502503 | 140.08
7519-001 | FAUCET & VALVE GREASE TUBE 1 fl.oz. | 773638890014 | 10.85
7521-004 | SOLDER PASTE LEAD FREE 473ml PLASTIC CAN | 78864975055 | 29.06
7533-001 | CLOSET SCREW SOLID BRASS 5/16 x 2-1/2 2/BAG | 78864591958 | 18.71
7535-001 | CLOSET SCREW BRASS PLATED STEEL 5/16 x 2-1/2 2/BAG | 78864610352 | 11.26
7538-001 | COLD WEATHER FAUCET COVER | 773638389013 | 31.81
7541-001 | FIBERGLASS CLEANER 15 fl.oz. | 78864392005 | 30.91
7544-502 | GRANULAR DRAIN CLEANER/OPENER 1 lb. | 78864397000 | 28.23
7545-004 | ENZYME CLEANER 1/2 gallon LIQUID FORM | 78864396256 | 62.51
7549-003 | HARVEY DISSOLVABLE PIPE PLUGS FOR 1/2 COPPER KIT |  | 50.84
7549-004 | HARVEY DISSOLVALBE PIPE PLUGS FOR 3/4 COPPER KIT |  | 50.84
7550-001 | TOILET SHIMS CLIP STRIP |  | 16.92
7561-002 | 3/8fCOPPER FTG BRUSH PLASTIC HANDLE |  | 17.36
7566-001 | E/Z CLEAN ABRAS.CLOTH 1-1/2f(2 YARDS) |  | 14.97
7566-003 | E/Z CLEAN ABRASIVE CLOTH 1-1/2(25 YDS) |  | 86.48
7575-002 | SLOAN PART A-15-A MOULDED DISC-CARD | 773638750028 | 30.6
7575-003 | SLOAN PART A-36-A CLOSET PARTS KIT-CARD | 773638750035 | 153.33
7575-004 | SLOAN PART A-37-A URINAL PARTS KIT-CARD | 773638750042 | 153.33
7575-006 | SLOAN PART A-19-AC CLOSET RELIEF VALVE-CARD | 773638750066 | 35.25
7575-008 | SLOAN PART B-32-A HANDLE ASSEMBLY-HDR BAG | 773638750080 | 97.74
7575-010 | SLOAN PART H-541-AA 1 STOP REPAIR KIT-CARD | 773638750103 | 94.53
7575-014 | SLOAN PART V-551-A VAC BRK REPAIR KIT-CARD | 773638750141 | 18.5
7575-018 | SLOAN PART A-163-A GUIDE | 773638750189 | 33.29
7575-019 | SLOAN PART B-39 SEAL | 773638750196 | 5.68
7575-020 | SLOAN PART A-56-A DIAPH. W/A-29 | 773638750202 | 45.55
7575-021 | SLOAN PART A-56-AA DIAPH REPAIR KIT W/A-29 | 773638750219 | 76.55
7575-022 | SLOAN PART A-156-AA DIAPH REPAIR KIT | 773638750226 | 88.93
7575-025 | SLOAN PART S-60-AU PISTON ASS. W/S-21 |  | 381.59
7575-026 | SLOAN PART S-14-A MOULDED CUP |  | 41.61
7575-027 | SLOAN PART S-14-AA CROWN/NAVAL URINAL WASHER SET |  | 100.17
7575-030 | SLOAN PART V-101-A VAC BRK REPAIR KIT |  | 80.83
7575-031 | SLOAN PART V-500-A VAC BRK COMPLETE 1-1/2 x 3-1/6 |  | 192.56
7575-032 | SLOAN PART G-101-A GEM URINAL PISTON |  | 360.49
7575-034 | SLOAN PART G-143-A GEM CHROME HANDLE ASSEMBLY |  | 212.98
7575-035 | SLOAN K-60-A PISTON ASSY. W/S-123-A |  | 468.47
850-500 | GRILL WITH LIGHT ASSEMBLY KIT FOR 6201-500 |  | 42.84
850-501 | 4 INCH OUTLET ADAPTER, PLASTIC FOR 6201-500 |  | 0.92
850-502 | FAN WOOD SCREW SET FOR 6201-500 |  | 0.83
850-503 | ALUMINUM MESH REPLACEMENT GRILL FOR 6201-500 |  | 5.99
850-504 | SPRING CLIPS (SET OF 2) FOR 6201-500 |  | 0.25
850-505 | DUAL SPEAKER SET KIT FOR 6201-500 |  | 36.31
850-505B | DUAL SPEAKER SET KIT FOR 6201-500 -16 |  | 34.58
850-506 | SUSPENSION BRACKET I FOR 6201-500 |  | 0.4
850-507 | SUSPENSION BRACKET II FOR 6201-500 |  | 0.45
850-508 | SUSPENSION BRACKET III FOR 6201-500 |  | 0.51
850-509 | BACK DRAFT DAMPNER, PLASTIC FOR 6201-500 |  | 0.15
850-510 | PUSH 4 BUTTON WALL SWITCH - WHITE - RF FOR 6201-500 |  | 10.97
850-510B | PUSH 4 BUTTON WALL SWITCH - WHITE - FOR 6201-500 -16 |  | 10.44
850-511 | GRILL WITH LIGHT FOR 6201-500 DISPLAY |  | 39.42
850-512 | RF MODULE FOR 6201-500 -16 |  | 10.44
879-001 | FACEPLATE WITH LEVER & SPRING FOR 219-301 | 773638790017 | 61.51
880-501 | TRIM FOR WHITE OVERFLOW |  | 214.48
880-901 | TRIM FOR BRUSHED NICKEL OVERFLOW |  | 275.28
881-101 | COMPACTION WHEEL AND WASHER #3&4 |  | 17.29
881-102 | SCREW ONLY |  | 4
881-104 | ADJUSTING SCREW(#8) |  | 12.86
882-201 | PLUG(STOPPER)(#6)POL.BRASS W/O RING & ADJ.SCREW |  | 44.02
882-301 | PLUG(STOPPER)(#6)ANT.BRASS W/O RING & ADJ. SCREW |  | 44.02
882-501 | PLUG(STOPPER)(#6)WHITE WITH O RING & ADJ. SCREW |  | 41.61
882-601 | PLUG(STOPPER)(#6)BONE WITH O RING & ADJ. SCREW |  | 41.61
882-701 | PLUG(STOPPER)(#6)GREY WITH O RING & ADJ. SCREW |  | 41.61
883-101 | WASTE FLANGE (#9)CHROME |  | 59.97
883-301 | WASTE FLANGE(#9)ANTIQUE BRASS |  | 80.03
883-401 | WASTE FLANGE(#9)GOLD |  | 150.43
883-501 | WASTE FLANGE(#9)WHITE |  | 76.86
883-601 | WASTE FLANGE(#9)BONE |  | 76.86
883-701 | WASTE FLANGE(#9)GREY |  | 76.86
884-301 | KNOB WITH SCREW(#5)ANT.BRASS |  | 96.08
884-601 | KNOB WITH SCREW(#5)BONE |  | 88.05
884-701 | KNOB WITH SCREW(#5)GREY |  | 88.05
884-800 | CARTRIDGE HOT KITCHEN FAUCET 2402-208 |  | 13.48
884-801 | CARTRIDGE COLD KITCHEN FAUCET 2402-208 |  | 13.48
884-802 | CARTRIDGE LAV FAUCET 2401-604/704/705 |  | 13.48
884-803 | CARTRIDGE FAUCET 2401-104 & 2402-108 (WM) |  | 13.48
884-804 | CARTRIDGE FAUCET 2401-104 & 2402-108 (MJ) |  | 13.48
885-002 | PAIR OF HANDLES/SCREWS FOR 125-004/005 | 773638850025 | 16.12
885-003 | HOT/COLD STEM FOR OLD 125-004/005 | 773638850032 | 9.05
885-102 | TRIM KIT BRUSH NICKEL BATH OVERFLOW 3200/3217/3218-901 | 773638851022 | 237.33
885-111 | WASHER GASKET KIT BATH OVERFLOW SERIES 3200/3217/3218 | 773638851114 | 25.7
885-112 | STEM O-RING KIT BATH OVERFLOW SERIES 3200/3217/3218 | 773638851121 | 23.98
885-501 | SPOUT W/NUT & O-RING FOR 125-503 | 773638955010 | 46.09
885-502 | PAIR OF HANDLES/SCREWS FOR 125-503 | 773638955027 | 20.79
885-503 | HOT/COLD STEM FOR 125-503*****OLD | 773638955034 | 9.29
885-504 | COVER PLATE FOR 125-503 | 773638955041 | 26.38
886-002 | HANDLE & SCREW CP METAL FOR 125-444/554 | 773638969024 | 19.95
886-003 | HANDLE FLANGE CP METAL FOR 125-444 | 773638969031 | 19.95
886-004 | CARTRIDGE SEAT LONG BRASS FOR 125-444 | 773638969048 | 26.7
886-006 | BRASS CARTRIDGE SEAT FOR 125-554 | 773638969062 | 2.84
886-007 | SPACER WASHER BLACK PLASTIC FOR 125-554 | 773638969079 | 2.84
886-008 | HANDLE FLANGE BLACK PLASTIC FOR 125-554 | 773638969086 | 3.36
886-009 | COVER PLATE PLASTIC FOR 125-554 | 773638969093 | 15.51
886-010 | STEM/NUT ASSEMBLY FOR 1382-043/044 1385-503/603 |  | 8.95
886-011 | STEM/NUT ASSEMBLY FOR 385-504/604 |  | 8.95
886-012 | HANDLE KIT FOR 1382-043 044 1395-503 504 603 604 |  | 2.3
887-003 | 1/2 COMPRESSION SLEEVE FOR 1195-513/613/1197-023 | 773638870030 | 5.68
887-004 | 3/4I COMPRESSION SLEEVE FOR 1195-514/614/1197-024 | 773638870047 | 6.9
887-005 | 1I COMPRESSION SLEEVE FOR 107-025 | 773638870054 | 8.21
887-006 | 3/4I COMPRESSION NUT SLEEVE FOR 1195-514/614 |  | 6.83
887-103 | 1/2i COMP NUT FOR 105-513 & 613/107-023 | 773638871037 | 11.26
887-104 | 3/4i COMPRESSION NUT FOR 105-514/614/107-024 | 773638871044 | 14.12
887-105 | 1i COMP NUT FOR 107-025 | 773638871051 | 17.7
888-000 | BOLTS NUTS PAIR TOP TIGHT FOR 325-326 SERIES SEATS |  | 3.73
888-001 | WHEEL HANDLE FOR 1/8-3/4i VLV | 773638980012 | 7.92
888-002 | WHEEL HANDLE FOR 1i VALVE | 773638980029 | 9.42
888-003 | HANDLE FOR 1-1/4i 1-1/2i GATE VLV | 773638980036 | 13.09
888-004 | WHEEL HANDLE FOR 2i VALVES | 773638980043 | 20.35
888-006 | WHEEL HANDLE FOR 3i VALVES | 773638980067 | 31.23
888-010 | REPAIR KIT FOR 120-004 | 773638880107 | 31.69
888-011 | REPLACEMENT SPOUT FOR 120-004 | 773638880114 | 36.08
888-014 | 1/2i NUT & FERRULE 107-023 |  | 8.14
888-015 | 3/4i NUT & FERRULE 107-024 |  | 10.21
888-016 | 1i NUT & FERRULE 107-025 | 773638980166 | 12.29
888-030 | HANDLE FOR 1/4i TO 3/4i BALL VALVE | 773638880305 | 10.21
888-031 | HANDLE FOR 1i 1-1/4i BALL VALVE |  | 11.21
888-032 | HANDLE FOR 1-1/2i BALL VALVE |  | 12
888-033 | HANDLE FOR 107-908 2i BALL VALVE | 773638880336 | 17.42
888-040 | MACK WASHER - POP UP |  | 1.59
888-041 | DRAIN PLUNGER FOR POL BRASS |  | 11.75
888-042 | LINKAGE KIT POL BRASS |  | 18.93
888-073 | NYLON WASHER - BRASS POP UP |  | 0.8
888-080 | PACKING GASKET FOR 102-003 | 999999999993 | 4.14
888-094 | HANDLE FOR BALL VALVE 1/8-1/4(107-701) | 773638980944 | 14.6
888-095 | HANDLE FOR BALL VALVE 3/8-1/2 | 773638880954 | 21.03
888-096 | HANDLE FOR BALL VALVE 3/4-1-1/4 | 773638880961 | 28.35
888-097 | HANDLE FOR BALL VALVE 1-1/2-2 | 773638880978 | 33.47
888-098 | HANDLE FOR BALL VALVE 1-1/2-3 |  | 41.43
888-106 | T HANDLE CHROME FOR 103-190/191/194 | 773638981064 | 4.97
888-108 | ABS STRAINER BODY FOR 3398-200 |  | 8.52
888-162 | 1/2 PLUNGER ASSEMBLY FLOAT VALVE 1109-813 |  | 14.32
888-163 | 1/2 BUNA DISC FOR FLOAT VALVE 1109-813 |  | 3.09
888-164 | 1/2 LEATHER RING FOR FLOAT VALVE 1109-813 |  | 3.09
888-165 | 1/2-3/4 LONG ARM FOR FLOAT 1109-813_814 |  | 15.35
888-166 | 1/2-3/4 SHORT ARM FOR FLOAT 1109-813_814 |  | 11.97
888-168 | COTTER PIN FOR FLOAT VALVE 1109-813_814 |  | 2.07
888-169 | 3/4i PLUNGER ASSY 109-804A |  | 18.36
888-170 | 3/4i BUNA DISC FOR FLOAT VALVE | 773638982702 | 3.81
888-171 | 3/4i LEATHER RING FOR FLOAT VALVE | 773638982719 | 4.07
888-181 | HANDLE FOR AD 1104-XXX QFF W/SCREW | 773638881814 | 9.32
888-182 | VACUUM BREAKER KIT FOR AQUA-DYNAMIC QFF | 773638881821 | 15.27
888-183 | VACUUM BREAKER KIT FOR OLD 1104 SERIES QFF | 773638889834 | 16.47
888-183P | VACUUM BREAKER KIT FOR AD 1392/3 MULTI TURN FF | 773638881036 | 16.47
888-184 | WHEEL HANDLE BEIGE FOR 104-... SERIES WALL HYD W/SCREW | 773638881845 | 9.32
888-186 | VACUUM BRKR KIT PUSH-FIT FROST FREE 1394-XXX BEIGE CAP | 773638881869 | 18.14
888-202 | CAP PULL OUT FCT WHITE |  | 11.24
888-209 | DRAIN CAP FOR 1195 SERIES STOP VALVES WITH DRAIN | 773638882095 | 1.26
888-210 | HANDLE FOR 1/2-3/4i PLASTIC VALVE |  | 5.85
888-211 | DRAIN CAP FOR 1197 SERIES BALL VALVES WITH DRAIN | 773638882118 | 1.26
888-213 | DRAIN CAP FOR 1107-933 /934 PUSH-FIT WITH DRAIN |  | 1.26
888-233 | INS. SLEEVE FOR 1/2i DIEL. UNION |  | 4.5
888-234 | INS. SLEEVE FOR 3/4i DIEL. UNION | 773638882347 | 4.5
888-239 | WASHER FOR 1/2i DIELECTRIC UNIONS |  | 3.36
888-240 | RUBBER WASHER FOR 3/4 DIEL. UNION | 773638882408 | 3.4
888-241 | RUBBER WASHER FOR 1i DIE UNION |  | 3.87
888-242 | RUBBER WASHER FOR 1-1/4i DIELECTRIC UNION |  | 4.49
888-243 | RUBBER WASHER FOR 1-1/2 DIELECTRIC UNION |  | 4.49
888-255 | GRID FOR 133-404/405 |  | 7.7
888-267 | O-RING FOR 1-1/2 TRUE UNION 1107-207 |  | 4.49
888-324 | STEM ASSEMBLY 6I FOR FROST FREES 1392/393 SERIES | 773638883245 | 27.15
888-325 | STEM ASSEMBLY 8I FOR FROST FREES 1392/393 SERIES | 773638883252 | 27.15
888-326 | STEM ASSEMBLY 10I FOR FROST FREES 1392/393 SERIES | 773638883269 | 30.6
888-358 | CAM PACKING FOR 2192-330 |  | 3.53
888-361 | O RING FOR 164-103 | 999999999993 | 1.64
888-362 | O RING FOR 164-104 | 999999999993 | 1.76
888-363 | O RING FOR 164-105 |  | 2.07
888-364 | O RING FOR 164-106 |  | 2.6
888-365 | O RING FOR 164-107 |  | 3.07
888-366 | O RING FOR 164-108 |  | 3.6
888-375 | STEM ASSEMBLY 8 FOR 1390-080 | 773638883757 | 27.15
888-376 | STEM ASSEMBLY 10 FOR 1390-100 | 773638883764 | 27.15
888-377 | STEM ASSEMBLY 12 FOR 1390-120 | 773638883771 | 27.15
888-378 | STEM ASSEMBLY 14 FOR 1390-140 | 773638883788 | 27.15
888-385 | STEM ASSEMBLY 8 FOR 1392/1393-080 | 773638883856 | 27.15
888-386 | STEM ASSEMBLY 10 FOR 1392/1393-100 | 773638883863 | 27.15
888-387 | STEM ASSEMBLY 12 FOR 1392/1393-120 | 773638883870 | 27.15
888-388 | STEM ASSEMBLY 14 FOR 1392/1393-140 | 773638883887 | 27.15
888-390S | SCREW FOR WHEEL HANDLE FOR 1390 WALL HYDRANTS (THIN) |  | 1.05
888-392 | WHEEL HANDLE (THICK BLACK) & SCREW 1392/393 WALL HYDRANTS | 773638883924 | 7.4
888-393 | WHEEL HANDLE BLACK & SCREW 1390 MULTI TURN WALL HYDRANTS | 773638883931 | 8.8
888-404 | STEM ASSEMBLY 4i FOR FROST FREES 1390-040 | 773638884044 | 27.15
888-406 | STEM ASSEMBLY 6i FOR FROST FREES 1390-060 | 773638884068 | 27.15
888-408 | STEM ASSEMBLY 8i FOR FROST FREES 1390-080 | 773638884082 | 27.15
888-416 | STEM ASSEMBLY 8 FOR HOT & COLD 1391-080 | 773638884167 | 27.15
888-417 | STEM ASSEMBLY 10 FOR HOT & COLD 1391-100 | 773638884174 | 27.15
888-418 | STEM ASSEMBLY 12 FOR HOT & COLD 1391-120 | 773638884181 | 27.15
888-501 | LIFT ROD KIT FOR ALL POP-UPS | 773638885010 | 27.23
888-502 | UNION TAILPIECE FOR 2123-009 |  | 23.98
888-503 | SWIVEL UNION REPAIR KIT FOR 123-610 | 773638885034 | 25.57
888-504 | TWO CERAMIC CARTRIDGES & HANDLES FOR 2123-009 2193-009 | 773638885041 | 46.61
888-505 | HOT REPAIR KIT FOR 123-610 OR 123-009 OLD | 773638985055 | 23.05
888-506 | COLD REPAIR KIT FOR 123-610 OR 123-009 OLD | 773638985062 | 23.05
888-507 | UNION REPAIR KIT FOR OLD 123-009 | 773638985079 | 25.57
888-508 | HOT REPAIR KIT FOR 123-014 | 773638985086 | 23.05
888-509 | COLD REPAIR KIT FOR 123-014 | 773638985093 | 23.05
888-510 | UNION REPAIR KITT FOR 123-014 | 773638985109 | 25.57
888-511 | HOT REPAIR KIT FOR 123-003 | 773638985116 | 30.6
888-512 | COLD REPAIR KIT FOR 123-003 | 773638985123 | 30.6
888-513 | HOT REPAIR KIT FOR 123-004 | 773638985130 | 27.23
888-514 | COLD REPAIR KIT FOR 123-004 | 773638985147 | 27.23
888-515 | REPAIR KIT FOR 2120-003 / 2190-003 | 773638985154 | 32.44
888-516 | REPAIR KIT FOR 120-005 | 773638985161 | 62.92
888-517 | REPAIR KIT FOR 120-006 & 120-007 & 126-006 |  | 81.3
888-522 | COLD STEM KIT FOR 126-005 |  | 14.74
888-524 | STEM BON &HAND H OR C 2126-003 / 004 | 773638985246 | 20.23
888-525 | HOT HANDLE FOR 126-003 / 004 | 773638985253 | 9.04
888-526 | COLD HANDLE FOR 126-003 / 004 | 773638985260 | 9.04
888-529 | BALL ROD WASHER FOR BRASS POP UP |  | 3.2
888-530 | BRASS SEATS FOR BATH COCKS(123-003/004) | 773638985307 | 3.07
888-532 | INDEX BUTTON HOT FOR 126-004 | 773638985321 | 5
888-533 | INDEX BUTTONS COLD FOR 126-004 | 773638985338 | 5
888-535 | HANDLE ACRYLIC FOR PRESSURE BALANCE | 773638885355 | 34.59
888-536 | HANDLE METAL LEVER FOR PRESS.BAL.W/SCREW&BUTTON | 773638885362 | 59.25
888-537 | FACE PLATE FOR PRESSURE BALANCE | 773638885379 | 66.38
888-538 | CARTRIDGE ASSEMBLY FOR PRESSURE BALANCE | 773638885386 | 61.8
888-539 | PISTON VALVE FOR PRESSURE BALANCE | 773638885393 | 61.29
888-540 | E-CLIP & TEMP STOPS FOR PRESSURE BALANCE | 773638885409 | 17.57
888-541 | CAP CHROME PLASTIC FOR PRESSURE BALANCE | 773638885416 | 10.21
888-542 | 1 HOT & 1 COLD BUTTON FOR 2125-503, 2399-100 500 |  | 1.8
888-543 | CHROME HANDLE FOR 2399-100 500 |  | 1.8
888-544 | AERATOR FOR 2399-100 500 |  | 1.72
888-545 | CARTRIDGE H&C FOR 2125-503, 2399-100 500 |  | 3.82
888-546 | CARTRIDGE H&C FOR 2381-210 / 216 |  | 1.8
888-600 | FRAME FOR WASHING BOX 125-600 /625 - OLD STYLE |  | 19.16
888-610 | FRAME FOR WASHING BOX 3125-600 /625/650/660 OS | 999999999993 | 19.16
888-611 | FRAME FOR ICEMAKER BOX 3125-720 /740 /775 /7XX OS | 999999999993 | 19.16
888-612 | FRAME FOR WASHING BOX 3125-600 /625/650/660 TG | 999999999993 | 19.16
888-613 | FRAME FOR ICEMAKER BOX 3125-720 /740 /775 /7XX TG | 999999999993 | 19.16
888-703 | HOT OR COLD CARTRIDGE PLASTIC II/IIPLUS | 773638887038 | 11.93
888-705 | CARTRIDGE RETAINER NUT 2 3 5. |  | 4.15
888-706 | RETAINING SLEEVE T&S 2/3 PLUS |  | 13.8
888-707 | ESCUT HNDL T&S II/III PLUS | 773638887076 | 7.03
888-708 | ACRYLIC HDL HOT SER II LAV/KITCHEN | 773638887083 | 18.77
888-709 | ACRYLIC HDLE COLD SER.II LAV/KITCHEN | 773638887090 | 18.77
888-711 | BUTTON HOT SERIES II | 773638887113 | 6.11
888-712 | BUTTON COLD SERIES II | 773638887120 | 6.11
888-714 | HANDLE BODY HOT SERIES III |  | 15.35
888-715 | WHITE HANDLE INSERT III PLUS |  | 4.06
888-716 | ACRYLIC HANDLE INSERT SERIES III PLUS |  | 4.06
888-717 | OAK HANDLE INSERT SERIES III |  | 5.95
888-718 | SPOUT KITCHEN FAUCET SERIES 2/3 | 773638887182 | 78.57
888-721 | SPOUT O RINGS(2) II/III PLUS |  | 5.5
888-722 | STEM EXTENDER II/III |  | 9.02
888-722RP | STEM EXTENDER FOR 2 HNDL T&S L TYPE |  | 5.31
888-725 | UNION KIT(1i NUT ADAPT O RING) |  | 17.78
888-727 | GASKET FOR SERIES IV FACEPLATE |  | 4.4
888-730 | INVERTER NUT FOR LAV HANDLE 121-820_822 |  | 1.51
888-736 | DIVERTER T&S II NEW GREEN |  | 13.24
888-812 | WRIST BLADE HANDLE COLD FOR HANDICAPPED FAUCETS |  | 68.95
888-814 | POST FOR SOAP DISH ON OLD 123-009 | 773638988148 | 8.93
888-816 | SOAP DISH ON OLD 123-009 | 773638988162 | 28.76
888-820 | SPOUT FOR 2123-009 | 773638988209 | 65.24
888-823 | SPOUT FOR 123-014 | 773638988230 | 82.92
888-826 | SPOUT FOR 2193-009 |  | 65.24
888-827 | SOAP DISH & POST FOR 2193-009 |  | 8.93
888-829 | TWO UNION TAILPIECES & FLANGES FOR 2193-009 |  | 28.76
888-835 | SPOUT FOR BATH COCKS 123-003/004 | 773638988353 | 13.04
888-877 | CERAMIC HANDLE ONLY VI |  | 10.21
888-878 | OAK HANDLE ONLY VI |  | 6.56
888-879 | HANDLE BODY ASSEMBLY HOT VI |  | 16.31
888-880 | HANDLE BODY ASSEMBLY COLD VI |  | 16.31
888-881 | HANDLE BODY ASSEMBLY HOT PB VI |  | 19.43
888-882 | HANDLE BODY ASSEMBLY COLD PB VI |  | 19.43
888-884 | CHROME HANDLE PULL OUT FCT |  | 40.39
888-885 | WHITE HANDLE PULL OUT FCT |  | 46.99
888-886 | CAP PULL OUT FCT CHROME |  | 9.19
888-887 | SPRAY HOSE PULL OUT FAUCET |  | 46
888-889 | PUTTY GUARD PULL OUT FCT |  | 10.72
888-892 | FLANGE ONLY FOR 2123-003 123-610 123-009 |  | 2.93
888-901 | CROSS HANDLE CERAMIC COLD SERIES V | 773638889018 | 30.62
888-902 | HANDLE BASE SERIES V |  | 15.85
888-903 | CROSS HANDLE CERAMIC HOT SERIES V | 773638889032 | 30.62
888-905 | INDEX BUTTON HOT CHROME SERIES V |  | 2.41
888-906 | INDEX BUTTON COLD CHROME SERIES V | 773638889063 | 2.41
888-908 | SPOUT BAR FCT VI |  | 43.45
888-909 | FLEXIBLE CONN WIDE SERIES V II |  | 19.04
888-910 | PLASTIC BLACK LOCKNUT KITCHEN & LAVATORY |  | 1.22
888-911 | BRASS COUPLING NUT |  | 14.08
888-913 | SETS OF SEATS & SPRINGS SERIES 2 3 5 6 | 773638889131 | 5.24
888-914 | O RINGS KITCHEN SPT SERIES IV |  | 5.5
888-915 | INDEX BUTTON & SLEEVE HOT SERIES V |  | 2.41
888-916 | INDEX BUTTON & SLEEVE COLD SERIES V |  | 2.41
888-921 | SPRAY HEAD |  | 22.51
888-922 | HOSE GUIDE ASSEMBLY |  | 11.24
888-923 | SPRAY HOSE FOR 122-118/120/401... |  | 16.89
888-924 | SPRAY HOSE HEAD GUIDE FOR KITCH FCTS |  | 39.94
888-928 | CAM SERIES IV |  | 6.3
888-929 | WALL PLATE W/SCREWS T&S IV |  | 25.56
888-930 | SLEEVE TUB& SHOWER IV |  | 10.72
888-937 | HANDLE FOR 125-503 COLD | 773638889377 | 7.48
888-940 | HANDLE FOR 125-503 HOT |  | 7.48
888-941 | SPOUT, AERATOR, NUT FOR 2381-216 |  | 53.57
888-963 | METAL HANDLE ASSY HOT SERIES 2 |  | 12.94
888-964 | METAL HANDLE ASSY COLD SERIES 2 |  | 12.94
888-971 | BALL CONTROL FOR SERIES IV |  | 24.85
888-974 | DECK FLANGE WIDE SERIES 2/V |  | 6.56
888-975 | CROSS HANDLE CHROME HOT SERIES V |  | 17.04
888-976 | CROSS HANDLE CHROME COLD SERIES V |  | 17.04
888-981 | ADJUSTING RING SERIES IV |  | 3.16
888-982 | CAP SERIES IV |  | 7.7
888-985 | NUT WASHER MOUNTING POST LAV. IV |  | 4.15
888-987 | SPOUT ONLY SERIES IV |  | 82.67
888-988 | DIVERTOR ASSEMBLY KITCHEN IV |  | 6.66
888-990 | WRENCH LAVATORY IV |  | 2.6
888-991 | LOCKNUT KITCHEN IV |  | 1.22
888-993 | ACRYLIC HANDLE ADAPTER IV FOR 121-104/202 |  | 3.09
889-100 | CHROME SCREW FOR DRAIN GRID 3398-100 | 999999999993 | 0.58
889-102 | SCREW FOR DRAIN BODY 3398-100/104/500/504 | 999999999993 | 0.58
889-104 | POLISHED NICKEL SCREW FOR DRAIN GRID 3133-114 | BULK | 0.58
889-105 | SQUARE GRID STAINLESS STEEL FOR DRAIN 3398-500 & 200 | 773638891059 | 8.66
889-106 | SQUARE GRID BRUSH NICKEL FOR DRAIN 3398-504 | 773638891066 | 22.33
889-107 | ROUND GRID STAINLESS STEEL FOR DRAIN 3398-100 | 773638891073 | 9.13
889-139 | PLUG POPUP HOLE CP SERIES 2 3 5 |  | 2.07
889-158 | SPOUT ASSEMBLY WIDESPREAD CHROME |  | 108.38
889-164 | TUB SPOUT CHROME SER.VI |  | 62.83
889-192 | CHROME HOSE FOR 141-202 |  | 35.18
889-193 | WHITE HOSE FOR HANDHELD MODELS |  | 30.54
889-193RP | 59i WHITE SHOWER HOSE RETAIL PACK | 773638899932 | 38.84
889-194 | EXTENDER ARM FOR 141-205 |  | 60.83
889-197 | BRACKET AND BALL JOINT ASSEMBLY FOR 141-224 |  | 37.44
889-198 | WHITE BRACKET & BALL JOINT ASS.141-241/242/243 |  | 17.46
889-202 | PULL OUT CAP FR WHITE FAUCET (122-201) |  | 28.48
889-298 | ACRYLIC HANDLE ASSEMBLY SINGLE LEVER NEW LOOK | 773638892988 | 26.9
889-301 | INDEX BUTTONS 1-H 1-C 1i ARROW 122-210/213/216 | 773638893015 | 9.75
889-302 | CARTRIDGE FOR 2/3 HANDLE T&S 122-210/212/213/215 |  | 12.03
889-304 | RETAINING NUT & SPACER FOR 122-300 402 | 773638893046 | 7.7
889-305 | DIVERTER & WASHER FOR 2/3 HANDLE T&S 2122-215 /210 212 213 |  | 12.03
889-309 | PUTTY GUARD FOR TWO HANDLE NEW LOOK 122-400 | 773638893091 | 7.17
889-310 | SPOUT CHROME FOR 2 HANDLE KITCHEN 122-400 TO 007 | 773638893107 | 80.75
889-311 | SPOUT NUT/WASHER FOR 2 HANDLE KITCHEN 2192-40X |  | 13.61
889-312 | SPOUT O-RING SET FOR 2 HANDLE KITCHEN 122-400_405 | 773638893121 | 3.87
889-313 | AERATOR FOR 122-411i NEW LOOK | 773638893138 | 22.56
889-314 | SPOUT FOR HI-RISE FAUCET NEW LOOK | 773638893145 | 80.75
889-315 | SPOUT NUT/WASHER FOR HI-RISE NEW LOOK | 773638893152 | 31.23
889-318 | BALL CONTROL KIT SINGLE LEVER ACRYLIC NEW LOOK | 773638893183 | 20.5
889-320RP | BALL CONTROL KIT SINGLE LEVER 2191-104 2192-331 LOTA | 773638893206 | 20.5
889-321 | ADJUSTING RING FOR 889-318 | 773638893213 | 4.6
889-322 | CHROME RETAINING CAP FOR SINGLE LEVER 122-224 230 330 | 773638893220 | 12.92
889-323 | PLASTIC PUTTY GUARD WITH HOOK FOR SINGLE LEVER LAV |  | 25.48
889-324 | INDEX BUTTON FOR ACRYLIC LEVER NEW LOOK |  | 4.6
889-325 | LEVER HANDLE W/INDEX FOR SINGLE LEVER NEW LOOK | 773638893251 | 38.15
889-328 | SPOUT FOR SINGLE LEVER KITCHEN NEW LOOK | 773638893282 | 80.75
889-329 | SPOUT O-RING SET FOR SINGLE LEV. KITCHEN NEW LOOK | 773638893299 | 5.67
889-330 | PUTTY GUARD FOR ONE HANDLE NEW LOOK KITCHEN | 773638893305 | 7.17
889-331 | ESCUTCHEON FOR 2 HNDL T&S NEW LOOK | 773638893312 | 7.17
889-334 | GASKET FOR FACE PLATE /SINGLE LEVER T&S NEW LOOK | 773638893343 | 12.86
889-335 | SCREWS(2) FOR FACE PLATE /SINGLE LEVER T&S NEW LO | 773638893350 | 3.87
889-336 | FACE PLATE FOR SINGLE LEVER T&S NEW LOOK | 773638893367 | 60.24
889-337 | BLADE HANDLE ASSEMBLY FOR ILI MODEL | 773638893374 | 51.29
889-338 | LOCKNUT PLASTIC & BOLT F/SINGLE LEVER KITCHEN 122-417 (BAG 2) | 773638893381 | 3.87
889-339 | LARGE LEVER HANDLE W/H&C INDEX 122-417 | 773638893398 | 45.65
889-343 | BLADE HANDLE ASSEMBLY NEW LOOK | 773638893435 | 51.29
889-344 | HANDLE WHITE/ SINGLE LEVER KITCHEN NEW LOOK | 773638893442 | 51.29
889-345 | HANDLE WHITE/ SINGLE LEVER LAVATORY NEW LOOK | 773638893459 | 51.29
889-346 | SPRAY KITCHEN WHITE NEW LOOK | 773638893466 | 56.4
889-347 | INDEX RINGS FOR BLADE HANDLE 122-304 | 773638893473 | 2.6
889-348 | METAL HANDLE 1i SCREW 1i EA INDEX RING 122-304 | 773638893480 | 12.86
889-349 | LEVER HANDLE WITH INSERTS LAV/KIT NEW LOOK | 773638893497 | 56.4
889-350 | ACRYLIC HANDLE ROMAN /WIDESPREAD 122-219/321 | 773638893503 | 15.37
889-351 | HANDLE POLISHED BRASS SINGLE LEVER NEW LOOK | 773638893510 | 58.97
889-352 | HANDLE CERAMIC CROSS NEW LOOK | 773638893527 | 76.92
889-353 | INDEX BUTTONS H&C FOR CROSS NEW LOOK | 773638893534 | 24.39
889-355 | DIVERTER SPRAY FOR 2 HANDLE KITCHEN NEW LOOK | 773638893558 | 7.7
889-356 | SPRAY KIT BLACK FOR 1i HANDLE DECKMOUNT KITCHEN 122-419 |  | 7.7
889-357 | POP-UP ROD HOLE COVER FOR 122-330 | 773638893572 | 4.49
889-361 | CARTRIDGE HOUSING ASSEMBLY FOR ROM TUB & WIDES 122-219 223 |  | 19.27
889-368 | AERATOR CHROME ROM. TUB 122-219 223 287 |  | 25.14
889-369 | AERATOR POLISHED BRASS CALLISTO ROM. TUB |  | 42.8
889-372 | AERATOR POLISHED BRASS CALLISTO WIDESPREAD LAV. |  | 34.31
889-383 | SPOUT RING FOR 122-219/229 CALLISTO ROMAN TUB |  | 18.81
889-387 | INDEX RINGS RED&BLUE FOR ROMAN & WIDESPREAD 122-219/321 |  | 4.97
889-389 | LEVER HANDLE/BASE CHROME ROM.TUB WIDESP 122-223 320 |  | 96.85
889-390 | LEVER HANDLE/BASE NEW POL BR CALLISTO ROM.& WD.S |  | 114.93
889-391 | LEVER HANDLE/BASE BRUS NIC CALLISTO ROM.& WD |  | 114.93
889-392 | BRASS TEE FOR WIDESPREAD LAV FAUCET 122-320 |  | 4.81
889-400 | HANDLE FOR 122-750 CALLISTO LAV CHROME | 773638894005 | 40.07
889-401 | HANDLE FOR 122-751i CALLISTO LAV POL BRASS | 773638894012 | 49.63
889-401RP | 72i WHITE SHOWER HOSE RETAIL PACK |  | 45.32
889-402 | HANDLE FOR 122-752 CALLISTO LAV BRUSHED NICKEL | 773638894029 | 53.19
889-402RP | 60i STAINLESS STEEL SHOWER HOSE |  | 53.09
889-403 | HANDLE FOR 122-753 CALLISTO LAV NICKEL/BRASS | 773638894036 | 52.48
889-403RP | 72i STAINLESS STEEL SHOWER HOSE |  | 61.05
889-404 | HANDLE FOR 122-754 CALLISTO LAV CHROME/BRASS | 773638894043 | 41.73
889-404RP | WALL BRACKET FOR ALL HAND SHOWERS CHROME |  | 27.95
889-405 | POP-UP ROD CHROME FOR CALLISTO LAV 122-750/755 | 773638894050 | 5.27
889-405RP | WALL BRACKET FOR ALL HAND SHOWERS WHITE |  | 22.16
889-406 | POP-UP ROD POL BRASS FOR CALLISTO LAV | 773638894067 | 6.43
889-407 | POP-UP ROD BRUSH NIC FOR CALLISTO LAV | 773638894074 | 7.16
889-408 | HOT CERAMIC CARTRIDGE FOR 122-75X | 773638894081 | 23.37
889-409 | COLD CERAMIC CARTRIDGE FOR 122-75X | 773638894098 | 23.37
889-410 | RETAINING NUT & SPACER FOR CALLISTO | 773638894104 | 3.1
889-411 | AERATOR CHROME FOR CALLISTO | 773638894111 | 15.52
889-412 | AERATOR BRASS FOR CALLISTO LAV FAUCET | 773638894128 | 18.62
889-413 | AERATOR BRUSHED NICKEL FOR CALLISTO | 773638894135 | 20.3
889-414 | HANDLE FOR 122-755 CALLISTO LAV CHROME | 773638894142 | 44.11
889-415 | HANDLE FOR 122-756 CALLISTO LAV POL BRASS | 773638894159 | 53.64
889-416 | HANDLE FOR 122-757 CALLISTO LAV BRUSHED NICKEL | 773638894166 | 57.24
889-417 | HANDLE FOR 122-758 CALLISTO LAV NICKEL/BRASS | 773638894173 | 56.06
889-418 | HANDLE FOR 122-759 CALLISTO LAV NICKEL/BRASS | 773638894180 | 46.48
889-419 | AERATOR CHROME FOR 122-755 CALLISTO | 773638894197 | 11.72
889-420 | AERATOR BRASS FOR 122-758/759 | 773638894203 | 14.75
889-421 | AERATOR NICKEL FOR 122-757 | 773638894210 | 15.52
889-422 | SPRAY ASSEMBLY BR/NIC FOR 122-778/779/788 | 773638894227 | 85.35
889-423 | HANDLE KIT NICKEL FOR 122-779 | 773638894234 | 58.43
889-424 | SPRAY DIVERTER FOR 122-779 | 773638894241 | 8.37
889-425 | SPOUT REPAIR KIT FOR 122-779 | 773638894258 | 5.98
889-426 | AERATOR NICKEL FOR 122-779 | 773638894265 | 19.09
889-427 | SPOUT NICKEL FOR 122=779 | 773638894272 | 91.83
889-428 | HANDLE KIT NICKEL FOR 122-778 | 773638894289 | 59.63
889-429 | AERATOR KIT NICKEL FOR 122-778 | 773638894296 | 19.09
889-448 | SHOWER HEAD BRUSHED NICKEL F/ 122-770/277/278 | 773638894487 | 77.87
889-451 | CHROME SPOUT/SPRAY HEAD FOR 122-424 | 773638894517 | 88.25
889-455 | RETAINING RING FOR 122-424/425 | 773638894555 | 3.07
889-458 | CARTRIDGE RETAINING NUT FOR 122-424/425 | 773638894586 | 4.34
889-459 | CERAMIC CARTRIDGE FOR 122-424/426/789/790 | 773638894593 | 39.61
889-460 | HOSE FOR PULL-OUT #122-424/426 | 773638894609 | 60.73
889-461 | HOT CERAMIC CARTRIDGE FOR 122-755/756/757/758/759 | 773638894616 | 23.37
889-462 | COLD CERAMIC CARTRIDGE FOR 122-755/756/757/758/759 | 773638894623 | 23.37
889-500 | HANDLE FOR 121-826 | 773638895002 | 16.11
889-503 | AERATOR FOR 121-826 121-829 122-787 | 773638895033 | 8.59
889-504 | HANDLE FOR 121-827 | 773638895040 | 17.58
889-505 | HANDLE FOR 121-828 | 773638895057 | 17.3
889-506 | AERATOR FOR 121-827 121-830 122-788 | 773638895064 | 9.3
889-507 | AERATOR FOR 121-828 | 773638895071 | 9.05
889-508 | CARTRIDGE FOR 121-829/830-122-787/8/9/90 | 773638895088 | 35.21
889-509 | DIVERTOR FOR 122-787/8/9/90 | 773638895095 | 3.07
889-510 | SPRAY HEAD 122-787 122-783 | 773638895101 | 84.43
889-512 | H&C INDEX BUTTONS F/121-821/4/5-122-782/274/314 | 773638895125 | 5.04
889-513 | CERAMIC HANDLE FOR 121-825 | 773638895132 | 4.29
889-515 | CARTRIDGE HOT FOR 121-825 | 773638895156 | 10.08
889-516 | CARTRIDGE COLD FOR 121-825 | 773638895163 | 10.08
889-517 | SEATS & SPRINGS FOR 121-825 | 773638895170 | 1.52
889-518 | CARTRIDGE HOT FOR 121-820/1/2/3/122-313/4 | 773638895187 | 10.08
889-519 | CARTRIDGE COLD FOR 121-820/1/2/3 122-313/314 | 773638895194 | 10.31
889-520 | AERATOR KIT BRUSH NICK FOR 2121-824- 2122-314/790 | 773638895200 | 15.02
889-521 | H&C INDEX BUTTONS F/121-820/3 122-781/3/273/313 | 773638895217 | 3.9
889-522 | AERATOR FOR 121-820 | 773638895224 | 5.96
889-523 | AERATOR FOR 121-821 | 773638895231 | 11.64
889-524 | HANDLE, BOLT & CAP CHROME FOR 121-820 | 773638895248 | 5.96
889-525 | SOAP ASSEMBLY CHROME FOR 122-789 | 773638895255 | 82.17
889-526 | SPRAY HEAD CHROME 122-789 | 773638895262 | 189.19
889-527 | SOAP ASSEMBLY BRUSHED NICKEL FOR 122-790 | 773638895279 | 89.41
889-528 | SPRAY HEAD BRUSH NICKEL 122-790 | 773638895286 | 208.05
889-529 | AERATOR FOR 122-783 | 773638895293 | 4.9
889-530 | AERATOR FOR 122-781 | 773638895309 | 5.96
889-531 | SEAT & BODY OF HANDLE FOR 122-313/314 | 773638895316 | 12.92
889-532 | AERATOR KIT CHROME FOR 2121-823- 2122-313/789 | 773638895323 | 12.92
889-533 | INDEX BUTTON F/122-275/276/789 | 773638895330 | 2.34
889-534 | HANDLE ASSEMBLY FOR 122-275/276/789 CHROME | 773638895347 | 41.87
889-535 | CARTRIDGE FOR PRESSURE BALANCE IE 2122-275 | 773638895354 | 21.32
889-536 | INDEX BUTTON FOR 122-277/278/790 | 773638895361 | 2.84
889-537 | CARTRIDGE HOT FOR 122-273/122-313/121-820/ | 773638895378 | 13.48
889-538 | CARTRIDGE COLD FOR 122-273/274/ | 773638895385 | 13.48
889-539 | DIVERTOR FOR 122-273/274 | 773638895392 | 47.28
889-540 | SPRING CHECK VALVE FOR 122-273/274 | 773638895408 | 2.84
889-541 | LEVER HANDLE FOR 122-275/276/789 BRUSH NICKEL |  | 41.87
889-542 | LEVER HANDLE ONLY BN FOR 122-274 |  | 26.62
889-543 | SPRAY HOLDER CHROME FOR 122-789 787 |  | 6.53
889-544 | SPRAY HOLDER BRUSH NICK FOR 122-790 788 |  | 9.75
889-545 | SPRAY HOLDER BRUSH BRONZE FOR 122-793 |  | 9.75
889-547 | SPRAY HEAD BRUSH BRONZE 122-793 |  | 208.05
889-548 | CARTRIDGE W WASHERS FOR 2125-005 |  | 21.32
889-550 | HOT & COLD HANDLES FOR 2125-005 |  | 21.32
889-551 | SPOUT FOR 2125-005 |  | 21.32
889-555 | BRUSHED NICKEL SPOUT/SPRAY HEAD FOR 122-426 | 773638895552 | 135.67
889-562 | H&C INDEX BUTTONS POLISHED BRASS FOR CALLISTO LAV |  | 7.12
889-565 | BALANCE SPOOL FOR LOTA PB VALVES | 773638895354 | 39.94
889-567RP | ACRYLIC HANDLE ASS FOR 2&3 HNDL T&S NEW LOOK (L) | 773638895675 | 23.49
889-568 | INDEX BUTTON FOR LOTA SINGLE LEVER FAUCETS | 773638895354 | 226.26
889-568RP | INDEX BUTTON FOR ACRYLIC LEVER NEW LOOK |  | 2.16
889-569 | INDEX BUTTONS 1-H 1-C 1i ARROW NEW LOOK 2 HANDLE |  | 4.59
889-570RP | HOT OR COLD CARTRIDGE BRASS FOR 2192-410 122-407L -411L 125-503 |  | 12.4
889-571 | LEVER HANDLE FOR 1107-753 |  | 2.02
889-580 | GRILL IRON FOR UTILITY DRAIN 3495-010 011 |  | 4.72
889-581 | PLATE FOR CLEANOUT DRAIN 3496-010 011 |  | 4.72
889-582 | GASKET FOR UTILITY CLEANOUT 3496-010 011 |  | 4.72
889-600 | PLASTIC NUT FOR WASH BOX 125-600/625 |  | 2.66
889-901 | METAL NUT FOR DRAIN SHANK 3206-901 |  | 12.94
890-002 | BOLTS NUTS FOR ALL TOILET SEATS - PAIR |  | 4
890-003 | BOLTS NUTS FOR 336 TOILET SEATS - PAIR |  | 4
890-004 | CARTRIDGE ONLY FOR OLD STYLE LEGEND QUARTER TURNR TURN FF |  | 25.56
899-503 | 1/2i CXC KITZ LIFT CHECK VALVE |  | 103.7
9000-001 | FITTING COPPER COUPLING 1/4 C x C | 773638758000 | 3.3
9000-002 | FITTING COPPER COUPLING 3/8 C x C | 773638758017 | 1.68
9000-003 | FITTING COPPER COUPLING 1/2 | 773638758024 | 2.71
9000-004 | FITTING COPPER COUPLING 3/4 | 773638758031 | 4.66
9000-005 | FITTING COPPER COUPLING 1 C x C | 773638758048 | 8.92
9000-006 | FITTING COPPER COUPLING 1-1/4 C x C | 773638758055 | 13.97
9000-007 | FITTING COPPER COUPLING 1-1/2 C x C | 773638758062 | 19.08
9000-008 | FITTING COPPER COUPLING 2 C X C | 773638000086 | 33.79
9000-021 | FITTING COPPER COUPLING REDUCER 3/8 x 1/4 C x C | 773638758079 | 8.27
9000-031 | FITTING COPPER COUPLING REDUCER 1/2 x 1/4 C x C | 773638758086 | 11.47
9000-032 | FITTING COPPER COUPLING REDUCER 1/2 x 3/8 C x C | 773638758093 | 7
9000-043 | FITTING COPPER COUPLING REDUCER 3/4 x 1/2 C x C | 773638758109 | 9.53
9000-053 | FITTING COPPER COUPLING REDUCER 1 X 1/2 C X C | 773638000536 | 8.16
9000-054 | FITTING COPPER COUPLING REDUCER 1 x 3/4 C x C | 773638758116 | 12.98
9000-065 | FITTING COPPER COUPLING 1-1/4 x 1 C x C | 773638758123 | 25.5
9000-704 | FITTING COPPER COUPLING 3/4 (BAG 10) | 773638758130 | 42.64
9000-803 | FITTING COPPER COUPLING 1/2 (BAG OF 25) | 773638192026 | 64.51
9001-003 | FITTING COPPER MALE ADAPTER 1/2 C x M | 773638758154 | 8.21
9001-004 | FITTING COPPER MALE ADAPTER 3/4 C x M | 773638758161 | 13.61
9001-005 | FITTING COPPER MALE ADAPTER 1 C x M | 773638758178 | 20.47
9001-006 | FITTING COPPER MALE ADAPTER 1-1/4 C X M | 773638010061 | 34.55
9001-007 | FITTING COPPER MALE ADAPTER 1-1/2 C x M | 773638758185 | 50.32
9001-031 | FITTING COPPER MALE ADAPTER 1/2 x 1/4 C x M | 773638010313 | 25.5
9001-032 | FITTING COPPER MALE ADAPTER 1/2 x 3/8 C x M | 773638758192 | 9.79
9001-034 | FITTING COPPER MALE ADAPTER 1/2 x 3/4 C x M | 773638758208 | 12.86
9001-035 | FITTING COPPER MALE ADAPTER 1/2 x 1 C x M | 773638758215 | 48.71
9001-043 | FITTING COPPER MALE ADAPTER 3/4 x 1/2 C x M | 773638010436 | 18.02
9001-053 | FITTING COPPER MALE ADAPTER 1 x 1/2 C x M | 773638010535 | 50.51
9001-054 | FITTING COPPER MALE ADAPTER 1 x 3/4 C x M | 773638010542 | 50.51
9001-056 | FITTING COPPER MALE ADAPTER 1 x 1-1/4 C x M | 773638758246 | 51.95
9001-057 | FITTING COPPER MALE ADAPTER 1 x 1-1/2 C x M | 773638758253 | 113.59
9001-503 | FITTING COPPER MALE ADAPTER 1/2 FTG x M | 773638758260 | 30.8
9001-504 | FITTING COPPER MALE ADAPTER 3/4 FTG x M | 773638758277 | 26.53
9001-505 | FITTING COPPER MALE ADAPTER 1 FTG x M | 773638758284 | 50.12
9002-003 | FITTING COPPER FEMALE ADAPTER 1/2 C x F | 773638758291 | 13.52
9002-004 | FITTING COPPER FEMALE ADAPTER 3/4 C x F | 773638758307 | 15.52
9002-005 | FITTING COPPER FEMALE ADAPTER 1 C x F | 773638758314 | 28.31
9002-006 | FITTING COPPER FEMALE ADAPTER 1-1/4 C x F | 773638020060 | 57.7
9002-007 | FITTING COPPER FEMALE ADAPTER 1-1/2 C x F | 773638020077 | 52.93
9002-031 | FITTING COPPER FEMALE ADAPTER 1/2 x 1/4 C x F | 773638758345 | 16.51
9002-032 | FITTING COPPER FEMALE ADAPTER 1/2 x 3/8 C x F | 773638758352 | 9.14
9002-034 | FITTING COPPER FEMALE ADAPTER 1/2 x 3/4 C x F | 773638758369 | 26.97
9002-043 | FITTING COPPER FEMALE ADAPTER 3/4 x 1/2 C x F | 773638758376 | 12.79
9002-503 | FITTING COPPER FEMALE ADAPTER 1/2 FTG x F | 773638758383 | 17.7
9002-504 | FITTING COPPER FEMALE ADAPTER 3/4 FTG x F | 773638758390 | 22.71
9002-505 | FITTING COPPER FEMALE ADAPTER 1 FTG x F | 773638758406 | 38.26
9003-001 | FITTING COPPER ELBOW 90 1/4 C x C | 773638030014 | 11.11
9003-002 | FITTING COPPER ELBOW 90 3/8 C x C | 773638758413 | 11.11
9003-003 | FITTING COPPER ELBOW 90 1/2 C x C | 773638758420 | 3.95
9003-004 | FITTING COPPER ELBOW 90 3/4 C x C | 773638758437 | 7.99
9003-005 | FITTING COPPER ELBOW 90 1 C x C | 773638758444 | 17.47
9003-006 | FITTING COPPER ELBOW 90 1 1/4 C X C | 773638030069 | 22.6
9003-007 | FITTING COPPER ELBOW 90 1-1/2 C x C | 773638758451 | 33.48
9003-008 | FITTING COPPER ELBOW 90 2 C X C | 773638030083 | 49.72
9003-032 | FITTING COPPER ELBOW 90 1/2 x 3/8 C x C | 773638758468 | 24.68
9003-043 | FITTING COPPER ELBOW 90 3/4 x 1/2 C x C | 773638758475 | 15.86
9003-076 | FITTING COPPER ELBOW 90 1-1/2 X 1-1/4 C X C | 773638030762 | 35.13
9003-503 | FITTING COPPER ELBOW STREET 90 1/2 FTG x C | 773638758482 | 7.53
9003-504 | FITTING COPPER ELBOW STREET 90 3/4 FTG x C | 773638758499 | 10.76
9003-505 | FITTING COPPER ELBOW ST 90 1 FTG x C | 773638758505 | 17.7
9003-506 | FITTING COPPER ELBOW ST 90 1-1/4 FTG x C | 773638758512 | 47.15
9003-507 | FITTING COPPER ELBOW ST 90 1-1/2 FTG x C | 773638758529 | 56.53
9003-704 | FITTING COPPER ELBOW 90 3/4i C x C (BAG 10) | 773638758536 | 78.98
9003-803 | FITTING COPPER ELBOW 90 1/2 C x C (BAG OF 25) | 773638192002 | 93.83
9004-003 | FITTING COPPER ELBOW 45 1/2 C x C | 773638758550 | 5.64
9004-004 | FITTING COPPER ELBOW 45 3/4 C x C | 773638758567 | 10.14
9004-005 | FITTING COPPER ELBOW 45 1 C x C | 773638758574 | 13.26
9004-006 | FITTING COPPER ELBOW 45 1-1/4 C x C | 773638040068 | 29.42
9004-007 | FITTING COPPER ELBOW 45 1-1/2 C x C | 773638758581 | 44.82
9004-503 | FITTING COPPER ELBOW STREET 45 1/2 FTG X C | 773638758598 | 6.81
9004-504 | FITTING COPPER ELBOW STREET 45 3/4 FTG X C | 773638758604 | 13.45
9004-505 | FITTING COPPER ELBOW STREET 45 1 FTG X C | 773638045056 | 23.44
9004-603 | FITTING COPPER ELBOW 45 1/2 C x C (BAG OF 20) | 773638046039 | 104.9
9004-704 | FITTING COPPER ELBOW 45 3/4 C X C (BAG 10) | 773638758628 | 87.37
9004-803 | FITTING COPPER ELBOW 45 1/2 C X C (BAG OF 25) | 773638048033 | 131.19
9005-031 | FITTING COPPER BUSHING 1/2 x 1/4 FTG x C | 773638050319 | 8.77
9005-032 | FITTING COPPER BUSHING 1/2 x 3/8 FTG x C | 773638758642 | 8.77
9005-043 | FITTING COPPER BUSHING 3/4 x 1/2 FTG x C | 773638758659 | 7.62
9005-054 | FITTING COPPER BUSHING 1 x 3/4 FTG x C | 773638758666 | 11.85
9005-063 | FITTING COPPER BUSHING 1-1/4 x 1/2 FTG x C | 773638050630 | 20.81
9005-075 | FITTING COPPER BUSHING 1-1/2 x 1 FTG x C | 773638758673 | 37.48
9005-076 | FITTING COPPER BUSHING 1-1/2 x 1-1/4 FTG x C | 773638050760 | 39.75
9005-543 | FITTING COPPER FLUSH BUSHING 3/4 X 1/2 FTG X C | 773638855433 | 4.7
9005-553 | FITTING COPPER REDUCER FITTING 1 x 1/2 FTG x C | 773638758703 | 26.16
9006-001 | FITTING COPPER TEE 1/4 C x C x C | 773638758710 | 15.36
9006-002 | FITTING COPPER TEE 3/8 C x C x C | 773638758727 | 18.14
9006-003 | FITTING COPPER TEE 1/2 C x C x C | 773638758734 | 6.42
9006-004 | FITTING COPPER TEE 3/4 C x C x C | 773638758741 | 13.7
9006-005 | FITTING COPPER TEE 1 C x C x C | 773638758758 | 31.07
9006-006 | FITTING COPPER TEE 1-1/4 C x C x C | 773638758765 | 65.77
9006-007 | FITTING COPPER TEE 1-1/2 C x C x C | 773638758772 | 70.44
9006-334 | FITTING COPPER TEE 1/2 x 1/2 x 3/4 C x C x C | 773638758789 | 22.57
9006-433 | FITTING COPPER TEE 3/4 x 1/2 x 1/2 C x C x C | 773638758796 | 13.55
9006-434 | FITTING COPPER TEE 3/4 x 1/2 x 3/4 C x C x C | 773638758802 | 14.62
9006-443 | FITTING COPPER TEE 3/4 x 3/4 x 1/2 C x C x C | 773638758819 | 12.35
9006-533 | FITTING COPPER TEE 1 x 1/2 x 1/2 C x C x C | 773638758826 | 60.45
9006-534 | FITTING COPPER TEE 1 x 1/2 x 3/4 C x C x C | 773638758833 | 33.01
9006-535 | FITTING COPPER TEE 1 x 1/2 x 1 C x C x C | 773638758840 | 33.85
9006-543 | FITTING COPPER TEE 1 x 3/4 x 1/2 C x C x C | 773638758857 | 30.39
9006-544 | FITTING COPPER TEE 1 x 3/4 x 3/4 C x C x C | 773638758864 | 41.25
9006-553 | FITTING COPPER TEE 1 x 1 x 1/2 C x C x C | 773638758871 | 39.52
9006-554 | FITTING COPPER TEE 1 x 1 x 3/4 C x C x C | 773638758888 | 27.22
9006-704 | FITTING COPPER TEE 3/4 C x C x C (BAG 10) | 773638758895 | 129.35
9006-803 | FITTING COPPER TEE 1/2 C x C x C (BAG OF 25) | 773638192019 | 157.65
9007-003 | FITTING COPPER TUBE CAP 1/2 | 773638758918 | 3.6
9007-004 | FITTING COPPER TUBE CAP 3/4 | 773638758925 | 4.85
9007-005 | FITTING COPPER TUBE CAP 1 | 773638758932 | 6.78
9007-006 | FITTING COPPER TUBE CAP 1-1/4 | 773638758949 | 16.49
9007-007 | FITTING COPPER TUBE CAP 1-1/2 | 773638758956 | 18.51
9007-008 | FITTING COPPER TUBE CAP 2 | 773638758963 | 42.19
9007-503 | FITTING COPPER TEST CAP 1/2 DWV (BAG OF 25) | 683264670990 | 28.36
9007-704 | FITTING COPPER TUBE CAP 3/4 (BAG 10) | 773638077040 | 32.52
9007-803 | FITTING COPPER TUBE CAP 1/2 (BAG OF 25) | 773638192033 | 81.87
9008-003 | FITTING COPPER UNION 1/2 C XC | 773638758994 | 32.46
9008-004 | FITTING COPPER UNION 3/4 C XC | 773638759014 | 33.08
9008-005 | FITTING COPPER UNION 1 C XC | 773638759021 | 65.11
9050-006 | FITTING COPPER COUPLING 1-1/4 DWV | 773638759038 | 26.2
9050-086 | FITTING CAST BRASS COUPLING 2 x 1-1/4 DWV | 773638191128 | 33.83
9052-008 | FITTING CAST BRASS FEMALE ADAPTER 2 DWV | 773638191142 | 80.17
9054-006 | FITTING CAST BRASS ELBOW 45 1-1/4 DWV | 773638191227 | 22.87
9055-076 | FITTING CAST BRASS BUSHING 1-1/2 x 1-1/4 DWV | 773638191159 | 25.77
9055-086 | FITTING CAST BRASS BUSHING 2 x 1-1/4 DWV | 773638191173 | 34.71
9055-087 | FITTING CAST BRASS BUSHING 2 x 1-1/2 DWV | 773638191166 | 26.54
9057-008 | FITTING COPPER TEST CAP 2 DWV | 683264462106 | 11.56
9059-006 | FITTING CAST BRASS SAN TEE 1-1/4 DWV | 773638191265 | 54.26
909-101 | STOPPER ASSEMBLY FOR 215-909 |  | 13.82
909-102 | BRASS LOCK NUT FOR 215-909 |  | 16.12
909-103 | STEEL WASHER FOR 215-909 |  | 13.54
909-104 | RUBBER CONE WASHER FOR 215-909 |  | 10.78
909-105 | BALL ROD NUT FOR 215-909 |  | 7.53
909-106 | BALL ROD WASHER FOR 215-909 |  | 5.93
909-107 | PLASTIC CONE WASHER FOR 215-909 |  | 7.07
909-108 | LIFT ROD KITS FOR 215-909 |  | 19.97
909-109 | WHITE SPONGE WASHER FOR 3215-909 |  | 0.62
909-509 | PRESTO POP-UP PLUG MECHANISM FOR 3207-509 | 773638095099 | 8.52
909-510 | PRESTO POP-UP PLUG MECHANISM 2-3/4 FOR 3207-510 | 773638095105 | 8.52
9151-006 | FITTING CAST BRASS MALE ADAPTER 1-1/4 DWV | 773638190084 | 59.4
9151-007 | FITTING CAST BRASS MALE ADAPTER 1-1/2 DWV | 773638190107 | 50.36
9152-006 | FITTING CAST BRASS FEMALE ADAPTER 1-1/4 DWV | 773638190138 | 42.34
9159-006 | FITTING CAST BRASS WYE 1-1/4 DWV | 773638890069 | 58.05
9250-003 | PEX FITTING PLASTIC COUPLING 1/2 | 999999999993 | 2.28
9250-004 | PEX FITTING PLASTIC COUPLING 3/4 | 999999999993 | 3.92
9250-005 | PEX FITTING PLASTIC COUPLING 1 | 999999999993 | 7.13
9250-043 | PEX FITTING PLASTIC COUPLING 3/4 x 1/2 | 999999999993 | 3.11
9250-054 | PEX FITTING PLASTIC COUPLING 1 X 3/4 | 999999999993 | 3.97
9250-803 | PEX FITTING PLASTIC COUPLING 1/2 (BAG OF 50) | 773638508032 | 114.05
9250-804 | PEX FITTING PLASTIC COUPLING 3/4 (BAG OF 50) | 773638508049 | 196.97
9251-003 | PEX FITTING PLASTIC 90 ELBOW 1/2 | 999999999993 | 3.47
9251-004 | PEX FITTING PLASTIC 90 ELBOW 3/4 | 999999999993 | 6.87
9251-005 | PEX FITTING PLASTIC 90 ELBOW 1 | 999999999993 | 14.26
9251-043 | PEX FITTING PLASTIC 90 ELBOW 3/4 X 1/2 | 999999999993 | 4.95
9251-803 | PEX FITTING PLASTIC 90 ELBOW 1/2 (BAG OF 50) | 773638518031 | 173.42
9251-804 | PEX FITTING PLASTIC ELBOW 3/4 (BAG OF 25) | 773638518048 | 171.99
9252-333 | PEX FITTING PLASTIC TEE 1/2 | 999999999993 | 5.26
9252-334 | PEX FITTING PLASTIC TEE 1/2 X 1/2 X 3/4 | 999999999993 | 4.69
9252-433 | PEX FITTING PLASTIC TEE 3/4 x 1/2 x 1/2 | 999999999993 | 7.11
9252-434 | PEX FITTING PLASTIC TEE 3/4 x 1/2 x 3/4 | 999999999993 | 7.85
9252-443 | PEX FITTING PLASTIC TEE 3/4 x 3/4 x 1/2 | 999999999993 | 7.85
9252-444 | PEX FITTING PLASTIC TEE 3/4 | 999999999993 | 9.73
9252-544 | PEX FITTING PLASTIC TEE 1 X 3/4 X 3/4 | 999999999993 | 11.18
9252-545 | PEX FITTING PLASTIC TEE 1 X 3/4 X 1 | 999999999993 | 18.53
9252-553 | PEX FITTING PLASTIC TEE 1 x 1 x 1/2 | 999999999993 | 15
9252-554 | PEX FITTING PLASTIC TEE 1 x 1 x 3/4 | 999999999993 | 15.38
9252-555 | PEX FITTING PLASTIC TEE 1 | 999999999993 | 18.52
9252-833 | PEX FITTING PLASTIC TEE 1/2 (BAG OF 50) | 773638528337 | 234.67
9252-843 | PEX FITTING PLASTIC TEE 3/4 X 3/4 X 1/2 (BAG OF 25) | 773638528436 | 196.02
9252-844 | PEX FITTING PLASTIC TEE 3/4 (BAG OF 25) | 773638528443 | 243.12
9253-033 | PEX FITTING PLASTIC MALE ADAPTER 1/2 PEX x 1/2 | 999999999993 | 5.98
9253-034 | PEX FITTING PLASTIC MALE ADAPTER 1/2 PEX x 3/4 | 999999999993 | 6.9
9253-043 | PEX FITTING PLASTIC MALE ADAPTER 3/4 PEX x 1/2 | 999999999993 | 6.9
9253-044 | PEX FITTING PLASTIC MALE ADAPTER 3/4 PEX x 3/4 | 999999999993 | 7.73
9253-055 | PEX FITTING PLASTIC MALE ADAPTER 1 PEX x 1 | 999999999993 | 13.51
9254-033 | PEX FITTING PLASTIC FEMALE SWIVEL ADAPTER 1/2 PEX X 1/2 | 999999999993 | 8.81
9254-044 | PEX FITTING PLASTIC FEMALE SWIVEL ADAPTER 3/4 PEX X 3/4 | 999999999993 | 11.79
9255-003 | PEX FITTING PLASTIC PLUG 1/2 | 999999999993 | 2.03
9255-004 | PEX FITTING PLASTIC PLUG 3/4 | 999999999993 | 3.47
9255-005 | PEX FITTING PLASTIC PLUG 1 | 999999999993 | 5.49
9255-803 | PEX FITTING PLASTIC PLUG 1/2 (BAG OF 100) | 773638558037 | 203.57
9255-804 | PEX FITTING PLASTIC PLUG 3/4 (BAG OF 100) | 773638558044 | 346.81
9256-003 | PEX FITTING PLASTIC 90 ELBOW 1/2 PEX X 1/2MIPS | 999999999993 | 5.96
9256-004 | PEX FITTING PLASTIC 90 ELBOW 3/4 PEX X 3/4 MIPS | 999999999993 | 10.98
9257-003 | PEX FITTING PLASTIC 90 SWIVEL ELBOW 1/2 PEX X 1/2 FIPS | 999999999993 | 9.08
9257-004 | PEX FITTING PLASTIC 90 SWIVEL ELBOW 3/4 PEX X 3/4 FIPS | 999999999993 | 16.06
9282-032 | PEX ADAPTER STRAIGHT 1/2 PEX X 3/8 OD COMP CHROME UPC-A | 773638820325 | 15.9
9282-132 | PEX ADAPTER ANGLE 1/2 PEX X 3/8 OD COMP CHROME UPC-A | 773638821322 | 18.48
9282-237 | PEX ADAPTER STRAIGHT 1/2 PEX X 5/8 OD COMP UPC-A | 773638822374 | 25.08
9284-003 | PEX CRIMP RING 1/2 | 999999999993 | 1
9284-004 | PEX CRIMP RING 3/4 | 999999999993 | 1.21
9284-005 | PEX CRIMP RING 1 | 999999999993 | 1.67
9284-703 | PEX CRIMP RING 1/2 (BAG 100) | 773638147033 | 101.03
9284-704 | PEX CRIMP RING 3/4 (BAG 100) | 773638147040 | 119.37
9284-803 | PEX CRIMP RING 1/2 (BAG 25) | 773638848039 | 25.26
9284-804 | PEX CRIMP RING 3/4 (BAG 25) | 773638848046 | 29.85
9284-805 | PEX CRIMP RING 1 (BAG 25) | 773638848053 | 36.99
9285-034 | COMBO CRIMP TOOL 1/2 & 3/4 ECONO | 773638850346 | 244.12
9285-100 | PEX POCKET CRIMPER TOOL | 773638851008 | 195.52
9285-203 | SINGLE CRIMP TOOL 1/2 INTERACTIVE JAW 14 HANDLE | 773638852036 | 490.95
9285-204 | SINGLE CRIMP TOOL 3/4iINTERACTIVE JAW 14 HANDLE | 773638852043 | 490.95
9285-205 | SINGLE CRIMP TOOL 1 IN 14 HANDLE | 773638852050 | 583.47
9285-458 | JAW ONLY 5/8 FOR PEX MULTI-FUNCTION CRIMP TOOL | 773638854580 | 92.23
9285-500 | PEX RING REMOVAL TOOL | 773638855006 | 255.2
9285-534 | COMBO CRIMP TOOL 1/2 & 3/4 ANGLE HEAD 14 HANDLE | 773638855341 | 514.21
9285-603 | CRIMP TOOL 1/2 ANGLE HEAD WITH SPRING HANDLE | 773638856935 | 432.86
9285-604 | CRIMP TOOL 3/4 ANGLE HEAD WITH SPRING HANDLE | 773638856942 | 432.86
9285-700 | CRIMP TOOL FOR STAINLESS STEEL CINCH CLAMPS 3/8-1 | 773638857000 | 243.63
9285-799 | CRIMP TOOL KIT WITH 20X1/2 AND 10X3/4 SS CINCH CLAMPS | 773638857994 | 262.01
9285-888 | PEX CRIMPER 9285-203/204 SPARE PARTS KIT | 773638858885 | 19.48
9285-889 | PEX CRIMPER 9285-334 SPARE PARTS KIT | 773638858892 | 18.22
9285-903 | PRESS SLEEVE TOOL FOR 1/2 SS PRESS SLEEVES | 773638859035 | 533.08
9285-904 | PRESS SLEEVE TOOL FOR 3/4 SS PRESS SLEEVES | 773638859042 | 545.04
9285-905 | PRESS SLEEVE TOOL FOR 1 SS PRESS SLEEVES | 773638859059 | 766.9
9285-983 | PRESS SLEEVE TOOL ANGLE HEAD FOR 1/2 SLEEVES | 773638859837 | 397.07
9285-984 | PRESS SLEEVE TOOL ANGLE HEAD FOR 3/4 SLEEVES | 773638859844 | 421.49
9286-100 | PIPE CUTTER 1/8 - 1 PLASTIC PIPE | 773638861007 | 47.79
9286-199 | REPLACEMENT BLADE FOR 9286-100 PIPE CUTTER | 773638861991 | 17.7
9286-299 | REPLACEMENT BLADE FOR 9286-200 PIPE CUTTER | 773638862998 | 24.22
9286-300 | DELUXE PIPE CUTTER 1/8 - 1 PLASTIC PIPE | 773638863001 | 67.15
9286-500 | PRO PIPE CUTTER 3/8 - 1 1/4 PLASTIC PIPE | 773638865005 | 75.51
9287-003 | PEX CINCH CLAMPS STAINLESS STEEL 1/2 (BAG 10) | 773638870931 | 14.8
9287-004 | PEX CINCH CLAMPS STAINLESS STEEL 3/4 (BAG 5) | 773638870948 | 9.46
9287-104 | PEX CINCH CLAMPS STAINLESS STEEL 3/4 (BAG 10) | 773638891042 | 18.86
9287-503 | PEX CINCH CLAMPS STAINLESS STEEL 1/2 BULK | 999999999993 | 1.48
9287-504 | PEX CINCH CLAMPS STAINLESS STEEL 3/4 BULK | 999999999993 | 1.9
9287-505 | PEX CINCH CLAMPS STAINLESS STEEL 1 BULK | 999999999993 | 3.74
9287-703 | PEX CINCH CLAMPS STAINLESS STEEL 1/2 (PACK OF 100) | 773638877039 | 147.81
9287-704 | PEX CINCH CLAMPS STAINLESS STEEL 3/4 (PACK OF 100) | 773638877046 | 245.4
9287-903 | PEX CINCH CLAMPS STAINLESS STEEL 1/2 (BAG 50) | 773638879033 | 73.93
9287-904 | PEX CINCH CLAMPS STAINLESS STEEL 3/4 (BAG 50) | 773638879040 | 122.69
9288-110 | MANIFOLD 3/4 PEX INLET x CLOSE END x 10 BRANCH 1/2 PEX | 773638881104 | 275.98
9288-114 | MANIFOLD 3/4 PEX INLET x CLOSE END x 4 BRANCH 1/2 PEX | 773638881142 | 118.56
9288-116 | MANIFOLD 3/4 PEX INLET x CLOSE END x 6 BRANCH 1/2 PEX | 773638881166 | 158.76
9288-118 | MANIFOLD 3/4 PEX INLET x CLOSE END x 8 BRANCH 1/2 PEX | 773638881180 | 224.26
9288-214 | MANIFOLD 3/4 SWEAT INLET x CLOSE END x 4 BRANCH 1/2 PEX | 773638882149 | 118.24
9288-216 | MANIFOLD 3/4 SWEAT INLET x CLOSE END x 6 BRANCH 1/2 PEX | 773638882163 | 156.97
9289-003 | PEX PRESS SLEEVE STAINLESS STEEL 1/2 | 999999999993 | 1.39
9289-004 | PEX PRESS SLEEVE STAINLESS STEEL 3/4 | 999999999993 | 1.99
9289-005 | PEX PRESS SLEEVE STAINLESS STEEL 1 | 999999999993 | 3.04
9290-006 | PEX STUB OUT ELBOW LESS FLANGE 1/2 PEX X 3 1/2 X 6 | 773638800068 | 24.28
9290-008 | PEX STUB OUT ELBOW LESS FLANGE 1/2 PEX X 3 1/2 X 8 | 773638800082 | 28.88
9290-106 | PEX STUB OUT ELBOW WITH FLANGE 1/2 PEX X 3 1/2 X 6 | 773638901062 | 30.36
9290-108 | PEX STUB OUT ELBOW WITH FLANGE 1/2 PEX X 3 1/2 X 8 | 773638901086 | 34.99
9376-003 | PEX FITTING BRASS COUPLING 1/2 LEAD FREE | 999999999993 | 3.12
9376-004 | PEX FITTING BRASS COUPLING 3/4 LEAD FREE | 999999999993 | 3.91
9376-005 | PEX FITTING BRASS COUPLING 1 LEAD FREE | 999999999993 | 7.91
9376-043 | PEX FITTING BRASS COUPLING 3/4 x 1/2 LEAD FREE | 999999999993 | 7.39
9376-054 | PEX FITTING BRASS COUPLING 1 x 3/4 LEAD FREE | 999999999993 | 15.8
9377-033 | PEX FITTING BRASS ELBOW 90 1/2 LEAD FREE | 999999999993 | 6.46
9377-043 | PEX FITTING BRASS ELBOW 90 3/4 x 1/2 LEAD FREE | 999999999993 | 9.53
9377-044 | PEX FITTING BRASS ELBOW 90 3/4 LEAD FREE | 999999999993 | 8.05
9377-055 | PEX FITTING BRASS ELBOW 90 1 LEAD FREE | 999999999993 | 20.47
9377-733 | PEX FITTING BRASS ELBOW 90 1/2 PEX X 1/2 MALE SWEAT LEAD FREE | 999999999993 | 9.7
9377-734 | PEX FITTING BRASS ELBOW 90 1/2 PEX x 3/4 FEMALE SWEAT LEAD FREE | 999999999993 | 14.14
9377-933 | PEX FITTING BRASS ELBOW 90 DROP EAR 1/2 PEX x FIP LEAD FREE | 999999999993 | 18.59
9377-944 | PEX FITTING BRASS ELBOW 90 DROP EAR 3/4 PEX X 3/4 FIP LF | 999999999993 | 24.17
9378-333 | PEX FITTING BRASS TEE 1/2 LEAD FREE | 999999999993 | 7.52
9378-334 | PEX FITTING BRASS TEE 1/2 x 1/2 x 3/4 LEAD FREE | 999999999993 | 10.97
9378-433 | PEX FITTING BRASS TEE 3/4 x 1/2 x 1/2 LEAD FREE | 999999999993 | 9.33
9378-434 | PEX FITTING BRASS TEE 3/4 x 1/2 x 3/4 LEAD FREE | 999999999993 | 10.27
9378-443 | PEX FITTING BRASS TEE 3/4 x 3/4 x 1/2 LEAD FREE | 999999999993 | 8.91
9378-444 | PEX FITTING BRASS TEE 3/4 LEAD FREE | 999999999993 | 8.91
9378-544 | PEX FITTING BRASS TEE 1 x 3/4 x 3/4 LEAD FREE | 999999999993 | 22.04
9378-545 | PEX FITTING BRASS TEE 1 x 3/4 x 1 LEAD FREE | 999999999993 | 20.94
9378-553 | PEX FITTING BRASS TEE 1 x 1 x 1/2 LEAD FREE | 999999999993 | 20.94
9378-554 | PEX FITTING BRASS TEE 1 x 1 x 3/4 LEAD FREE | 999999999993 | 20.94
9378-555 | PEX FITTING BRASS TEE 1 LEAD FREE | 999999999993 | 22.04
9379-003 | PEX FITTING BRASS PLUG 1/2 LEAD FREE | 999999999993 | 3.54
9379-004 | PEX FITTING BRASS PLUG 3/4 LEAD FREE | 999999999993 | 5.62
9379-005 | PEX FITTING BRASS PLUG 1 LEAD FREE | 999999999993 | 7.7
9381-033 | PEX FITTING BRASS MALE ADAPTER 1/2 LEAD FREE | 999999999993 | 8.05
9381-034 | PEX FITTING BRASS MALE ADAPTER 1/2 P X 3/4 M LEAD FREE | 999999999993 | 12.13
9381-043 | PEX FITTING BRASS MALE ADAPTER 3/4 P X 1/2 M LEAD FREE | 999999999993 | 12.13
9381-044 | PEX FITTING BRASS MALE ADAPTER 3/4 x 3/4 LEAD FREE | 999999999993 | 12.13
9381-054 | PEX FITTING BRASS MALE ADAPTER 1P x 3/4M LEAD FREE | 999999999993 | 25.26
9381-055 | PEX FITTING BRASS MALE ADAPTER 1 LEAD FREE | 999999999993 | 24.07
9381-903 | PEX FITTING BRASS MALE SWEAT ADAPTER 1/2 LEAD FREE | 999999999993 | 3.88
9381-904 | PEX FITTING BRASS MALE SWEAT ADAPTER 3/4 LEAD FREE | 999999999993 | 6.43
9381-905 | PEX FITTING BRASS MALE SWEAT ADAPTER 1 LEAD FREE | 999999999993 | 13.54
9381-934 | PEX FITTING BRASS ADAPTER 1/2 PEX x 3/4 MALE SWEAT LEAD FREE | 999999999993 | 7.04
9381-943 | PEX FITTING BRASS ADAPTER 3/4 PEX x 1/2 MALE SWEAT LEAD FREE | 999999999993 | 5.37
9383-033 | PEX FITTING BRASS FEMALE ADAPTER 1/2 LEAD FREE | 999999999993 | 12.96
9383-034 | PEX FITTING BRASS FEMALE ADAPTER 1/2 P X 3/4 FEM LEAD FREE | 999999999993 | 14.83
9383-043 | PEX FITTING BRASS FEMALE ADAPT 3/4 P x 1/2 F LEAD FREE | 999999999993 | 19.39
9383-044 | PEX FITTING BRASS FEMALE ADAPTER 3/4 LEAD FREE | 999999999993 | 17.37
9383-055 | PEX FITTING BRASS 1 FEMALE ADAPTER LEAD FREE | 999999999993 | 25.76
9383-703 | PEX FITTING BRASS 1/2 PEX X FIP SWIVEL ADAPTER BRASS NUT LEAD FREE | 999999999993 | 13.33
9383-803 | PEX FITTING 1/2 PEX x 7/8 BC TOILET ADAPTER LEAD FREE | 999999999993 | 25.14
9383-903 | PEX FITTING BRASS FEMALE SWEAT ADAPTER 1/2 LEAD FREE | 999999999993 | 4.17
9383-904 | PEX FITTING BRASS FEMALE SWEAT ADAPTER 3/4 LEAD FREE | 999999999993 | 6.03
9383-905 | PEX FITTING BRASS 1 FEMALE SOLDER ADAPTER LEAD FREE | 999999999993 | 16.05
9400-504 | STAINLESS STEEL INSERT FOR 3/4 CORP FITTINGS | 773638905046 | 15.24
9400-505 | STAINLESS STEEL INSERT FOR 1 CORP FITTINGS | 773638905053 | 17.57
9440-030 | FITTING BRASS DROP EAR ELBOW 1/2 C X F | 773638400305 | 24.12
9443-101 | UTILITY COIL COPPER 1/4 x 10ft | 773638431019 | 44.39
9443-102 | UTILITY COIL COPPER 3/8 x 10ft | 773638431026 | 66.7
9443-251 | UTILITY COIL COPPER 1/4 x 20ft | 773638432511 | 82.24
9443-252 | UTILITY COIL COPPER 3/8 x 20ft | 773638432528 | 125.06
9443-325 | UTILITY COIL COPPER 1/2 x 25ft | 773638433259 | 206
9445-150 | REFRIGERATION COIL COPPER 1/4 x 50ft | 773638451505 | 267.99
9445-250 | REFRIGERATION COIL COPPER 3/8 x 50ft | 773638060509 | 444.46
9445-350 | REFRIGERATION COIL COPPER 1/2 x 50ft | 773638080507 | 606.37
9482-003 | PUSH-FIT SLIP COUPLING 1/2 LEAD FREE | 773638820134 | 71.15
9482-004 | PUSH-FIT SLIP COUPLING 3/4 LEAD FREE | 773638820141 | 87.37
9484-003 | PUSH-FIT REMOVAL TOOL 1/2 | 773638840132 | 7.31
9484-004 | PUSH-FIT REMOVAL TOOL 3/4 | 773638840149 | 7.31
9484-005 | PUSH-FIT REMOVAL TOOL 1 | 773638840156 | 10.79
9484-093 | PUSH-FIT REMOVAL TOOL 1/2 - BULK | BULK | 6.73
9484-993 | PUSH-FIT INSERT SLEEVE FOR PEX 1/2 (BAG 5) | 773638849937 | 8.66
9484-994 | PUSH-FIT INSERT SLEEVE FOR PEX 3/4 (BAG 5) | 773638849944 | 11.79
9492-003 | PUSH-FIT ELBOW 90 1/2 LEAD FREE | 773638920131 | 48.37
9492-004 | PUSH-FIT ELBOW 90 3/4 LEAD FREE | 773638920049 | 58.4
9492-005 | PUSH-FIT ELBOW 90 1 LEAD FREE | 773638920056 | 141.37
9492-043 | PUSH-FIT ELBOW 90 3/4 x 1/2 LEAD FREE | 773638920438 | 56.41
9492-203 | PUSH-FIT COUPLING 1/2 LEAD FREE | 773638922036 | 46.46
9492-204 | PUSH-FIT COUPLING 3/4 LEAD FREE | 773638922043 | 52.07
9492-205 | PUSH-FIT COUPLING 1 LEAD FREE | 773638922050 | 106.97
9492-243 | PUSH-FIT COUPLING 3/4 x 1/2 LEAD FREE | 773638922432 | 50.81
9492-254 | PUSH-FIT COUPLING 1 x 3/4 LEAD FREE | 773638922548 | 102.23
9492-303 | PUSH-FIT CAP 1/2 LEAD FREE | 773638923132 | 40.05
9492-304 | PUSH-FIT CAP 3/4 LEAD FREE | 773638923040 | 49.42
9492-305 | PUSH-FIT CAP 1 LEAD FREE | 773638923057 | 72.51
9492-403 | PUSH-FIT TEE 1/2 LEAD FREE | 773638924030 | 65.03
9492-404 | PUSH-FIT TEE 3/4 LEAD FREE | 773638924047 | 76.72
9492-405 | PUSH-FIT TEE 1 LEAD FREE | 773638924054 | 189.27
9492-433 | PUSH-FIT TEE 3/4 x 1/2 x 1/2 LEAD FREE | 773638924337 | 75.78
9492-434 | PUSH-FIT TEE 3/4 x 1/2 x 3/4 LEAD FREE | 773638924344 | 75.78
9492-443 | PUSH-FIT TEE 3/4 x 3/4 x 1/2 LEAD FREE | 773638924436 | 75.48
9492-454 | PUSH-FIT TEE 1 x 1 x 3/4 LEAD FREE | 773638924542 | 150.12
9492-503 | PUSH-FIT FEMALE ADAPTER 1/2 LEAD FREE | 773638925037 | 34.92
9492-504 | PUSH-FIT FEMALE ADAPTER 3/4 LEAD FREE | 773638925044 | 39.15
9492-505 | PUSH-FIT FEMALE ADAPTER 1 LEAD FREE | 773638925051 | 84.34
9492-534 | PUSH-FIT FEMALE ADAPTER 1/2 P X 3/4 F LEAD FREE | 773638925341 | 39.15
9492-545 | PUSH-FIT FEMALE ADAPTER 3/4 P X 1 F LEAD FREE | 773638925457 | 79.54
9492-603 | PUSH-FIT MALE ADAPTER 1/2 LEAD FREE | 773638926034 | 35.01
9492-604 | PUSH-FIT MALE ADAPTER 3/4 LEAD FREE | 773638926041 | 38.24
9492-605 | PUSH-FIT MALE ADAPTER 1 LEAD FREE | 773638926058 | 92.64
9492-634 | PUSH-FIT MALE ADAPTER 1/2 P x 3/4 M LEAD FREE | 773638926348 | 38.24
9492-654 | PUSH-FIT MALE ADAPTER 1 P X 3/4 M LEAD FREE | 773638926546 | 85.6
9492-703 | PUSH-FIT ELBOW 90 1/2 P x 1/2 MIP LEAD FREE | 773638927031 | 44
9492-704 | PUSH-FIT ELBOW 90 3/4 P x 3/4 MIP LEAD FREE | 773638927048 | 51.54
9492-803 | PUSH-FIT ELBOW 90 1/2 P x 1/2 FIP LEAD FREE | 773638928038 | 43.55
9492-804 | PUSH-FIT ELBOW 90 3/4 P x 3/4 FIP LEAD FREE | 773638928045 | 52.5
9492-903 | PUSH-FIT ELBOW 90 DROP EAR 1/2 PUSH-FIT x 1/2 FIP LEAD FREE | 773638929035 | 41.7
9493-203 | PUSH-FIT TRANSITION COUPLING 1/2 PEX TO POLY LF | 773638982030 | 53.44
9493-204 | PUSH-FIT TRANSITION COUPLING 3/4 PEX TO POLY LF | 773638982047 | 59.88
9494-916 | PUSH-FIT ADAPTER TEE 3/8 OD COMP X 3/8 OD PUSH LEAD FREE | 773638949163 | 39.44
9495-032 | PUSH-FIT COMPRESSION FITTING 5/8 OD PUSH X 3/8 OD COMP LEAD FREE | 773638950329 | 47.67
9496-703 | PUSH-FIT FAUCET ADAPTER 5/8OD PUSH X 1/2 FIP LEAD FREE | 773638967037 | 33.29
9496-803 | PUSH-FIT TOILET ADAPTER 5/8 OD PUSH X 7/8 BC LEAD FREE | 773638968034 | 33.29
9684-503 | PEX CRIMP RING 1/2 (BAG 10) UPC-A | 773638145039 | 10.9
9684-504 | PEX CRIMP RING 3/4 (BAG 10) UPC-A | 773638145046 | 13.04
9684-505 | PEX CRIMP RING 1 (BAG 5) | 773638845052 | 6.38
9689-503 | PEX PRESS SLEEVE STAINLESS STEEL 1/2 (BAG 10) | 773638825030 | 13.86
9689-504 | PEX PRESS SLEEVE STAINLESS STEEL 3/4 (BAG 10) | 773638825047 | 19.43
9750-003 | PEX FITTING PLASTIC COUPLING 1/2 UPC | 773638509039 | 2.28
9750-004 | PEX FITTING PLASTIC COUPLING 3/4 UPC | 773638509046 | 3.92
9750-043 | PEX FITTING PLASTIC COUPLING 3/4 x 1/2 UPC | 773638500432 | 3.11
9751-003 | PEX FITTING PLASTIC 90 ELBOW 1/2 UPC | 773638510035 | 3.5
9751-004 | PEX FITTING PLASTIC 90 ELBOW 3/4 UPC | 773638510042 | 6.87
9752-333 | PEX FITTING PLASTIC TEE 1/2 UPC | 773638523332 | 4.69
9752-433 | PEX FITTING PLASTIC TEE 3/4 x 1/2 x 1/2 UPC | 773638524339 | 6.3
9752-434 | PEX FITTING PLASTIC TEE 3/4 x 1/2 x 3/4 UPC | 773638524346 | 7.85
9752-443 | PEX FITTING PLASTIC TEE 3/4 x 3/4 x 1/2 UPC | 773638524438 | 7.85
9752-444 | PEX FITTING PLASTIC TEE 3/4 UPC | 773638524445 | 9.73
9753-033 | PEX FITTING PLASTIC 1/2 PEX x 1/2 MALE ADAPTER UPC | 773638530330 | 5.98
9753-034 | PEX FITTING PLASTIC 1/2 PEX x 3/4 MALE ADAPTER UPC | 773638530347 | 6.9
9753-043 | PEX FITTING PLASTIC 3/4 PEX x 1/2 MALE ADAPTER UPC | 773638530439 | 6.9
9753-044 | PEX FITTING PLASTIC 3/4 PEX x 3/4 MALE ADAPTER UPC | 773638530446 | 7.73
9754-033 | PEX FITTING PLASTIC 1/2 PEX X 1/2 FEMALE SWIVEL ADAPTER UPC | 773638540339 | 8.81
9754-044 | PEX FITTING PLASTIC 3/4 PEX X 3/4 FEMALE SWIVEL ADAPTER UPC | 773638540445 | 11.79
9755-003 | PEX FITTING PLASTIC PLUG 1/2 UPC | 773638559034 | 2.03
9755-004 | PEX FITTING PLASTIC PLUG 3/4 UPC | 773638550048 | 3.5
9776-003 | PEX FITTING BRASS COUPLING 1/2 UPC-A LEAD FREE | 773638460033 | 3.91
9776-004 | PEX FITTING BRASS COUPLING 3/4 UPC-A LEAD FREE | 773638460040 | 4.94
9776-043 | PEX FITTING BRASS COUPLING 3/4 x 1/2 UPC-A LEAD FREE | 773638460439 | 9.21
9776-803 | PEX FITTING BRASS COUPLING 1/2 (PACK 25) LEAD FREE | 773638468039 | 78.53
9776-804 | PEX FITTING BRASS COUPLING 3/4 (PACK 25) LEAD FREE | 773638468046 | 98.5
9777-033 | PEX FITTING BRASS ELBOW 90 1/2 UPC-A LEAD FREE | 773638470339 | 8.05
9777-043 | PEX FITTING BRASS ELBOW 90 3/4 x 1/2 UPC-A LEAD FREE | 773638470438 | 11.15
9777-044 | PEX FITTING BRASS ELBOW 90 3/4 UPC-A LEAD FREE | 773638470445 | 10.11
9777-633 | PEX FITTING BRASS ELBOW 90 1/2 PEX x 1/2 MALE UPC-A LEAD FREE | 773638476331 | 16.1
9777-833 | PEX FITTING BRASS ELBOW 90 1/2 (PACK 25) LEAD FREE | 773638478335 | 161.49
9777-844 | PEX FITTING BRASS ELBOW 90 3/4 (PACK 25) LEAD FREE | 773638478441 | 201.83
9777-933 | PEX FITTING BRASS ELBOW 90 DROP EAR 1/2 X FIP UPC-A LEAD FREE | 773638479332 | 23.24
9777-943 | PEX FITTING BRASS ELBOW 90 DROP EAR 3/4 P x 1/2 F UPC-A LEAD FREE | 773638479431 | 32.5
9778-333 | PEX FITTING BRASS TEE 1/2 UPC-A LEAD FREE | 773638483339 | 9.36
9778-334 | PEX FITTING BRASS TEE 1/2 x 1/2 x 3/4 UPC-A LEAD FREE | 773638483346 | 12.86
9778-433 | PEX FITTING BRASS TEE 3/4 x 1/2 x 1/2 UPC-A LEAD FREE | 773638484336 | 11.64
9778-434 | PEX FITTING BRASS TEE 3/4 x 1/2 x 3/4 UPC-A LEAD FREE | 773638484343 | 12.86
9778-443 | PEX FITTING BRASS TEE 3/4 x 3/4 x 1/2 UPC-A LEAD FREE | 773638484435 | 11.16
9778-444 | PEX FITTING BRASS TEE 3/4 UPC-A LEAD FREE | 773638484442 | 11.16
9778-833 | PEX FITTING BRASS TEE 1/2 (PACK 25) LEAD FREE | 773638488334 | 187.51
9778-844 | PEX FITTING BRASS TEE 3/4 (PACK 25) LEAD FREE | 773638488440 | 222.5
9779-003 | PEX FITTING BRASS PLUG 1/2 UPC-A LEAD FREE | 773638490030 | 4.41
9779-004 | PEX FITTING BRASS PLUG 3/4 UPC-A LEAD FREE | 773638490047 | 6.98
9779-803 | PEX FITTING BRASS PLUG 1/2 (PACK 25) LEAD FREE | 773638498036 | 88.02
9779-804 | PEX FITTING BRASS PLUG 3/4 (PACK 25) LEAD FREE | 773638498043 | 88.02
9781-033 | PEX FITTING BRASS MALE ADAPTER 1/2 UPC-A LEAD FREE | 773638410335 | 10.11
9781-034 | PEX FITTING BRASS MALE ADAPTER 1/2 P x 3/4 M UPC-A LEAD FREE | 773638410342 | 15.16
9781-043 | PEX FITTING BRASS MALE ADAPTER 3/4 P x 1/2 M UPC-A LEAD FREE | 773638510431 | 15.16
9781-044 | PEX FITTING BRASS MALE ADAPTER 3/4 UPC-A LEAD FREE | 773638410441 | 15.16
9781-833 | PEX FITTING BRASS MALE ADAPTER 1/2 (PACK 25) LEAD FREE | 773638418331 | 242.34
9781-903 | PEX FITTING BRASS MALE SWEAT ADAPTER 1/2 UPC-A LEAD FREE | 773638419031 | 4.88
9781-904 | PEX FITTING BRASS MALE SWEAT ADAPTER 3/4 UPC-A LEAD FREE | 773638419048 | 8.02
9781-934 | PEX FITTING BRASS ADAPTER 1/2 PEX x 3/4 MALE SWEAT UPC-A LEAD FREE | 773638419345 | 8.22
9781-943 | PEX FITTING BRASS ADAPTER 3/4 PEX x 1/2 MALE SWEAT UPC-A LEAD FREE | 773638419437 | 6.32
9783-033 | PEX FITTING BRASS FEMALE ADAPTER 1/2 UPC-A LEAD FREE | 773638430333 | 16.2
9783-034 | PEX FITTING BRASS FEMALE ADAPTER 1/2 P X 3/4 FEM UPC-A LEAD FREE | 773638430340 | 18.52
9783-043 | PEX FITTING BRASS FEMALE ADAPT 3/4P X 1/2FEM UPC-A LEAD FREE | 773638430432 | 24.27
9783-044 | PEX FITTING BRASS FEMALE ADAPTER 3/4 UPC-A LEAD FREE | 773638430449 | 21.76
9783-603 | PEX FITTING BRASS 1/2 PEX X PB ADAPTER KIT UPC-A LEAD FREE | 773638436038 | 6.65
9783-604 | PEX FITTING BRASS 3/4 PEX X PB ADAPTER KIT UPC-A LEAD FREE | 773638436045 | 9.42
9783-703 | PEX FITTING BRASS 1/2 PEX FIP SWIVEL ADAPTER PLAST NUT UPC-A LEAD FREE | 773638437035 | 16.64
9783-704 | PEX FITTING BRASS 3/4 PEX X FIP SWIVEL ADAPTER PLAST NUT UPC-A LEAD FREE | 773638437042 | 11.93
9783-713 | PEX FITTING BRS 1/2 PEX X FIP SWIVEL ADAPTER BRASS NUT UPC-A LF | 773638837132 | 13.33
9783-714 | PEX FITTING BRASS 3/4 PEX X FIP SWIVEL ADAPTER BRASS NUT UPC-A LEAD FREE | 773638437141 | 14.87
9783-753 | PEX FITTING BRASS 1/2 PEX X FIP SWIVEL ADAPTER LESS NUT UPC-A LEAD FREE | 773638437530 | 13.62
9783-803 | PEX FITTING BRASS 1/2 PEX X 1/2 FIP SWIVEL ELBOW PLAST NUT UPC-A LEAD FREE | 773638438032 | 21.91
9783-833 | PEX FITTING BRASS FEMALE ADAPTER 1/2 (PACK 25) LEAD FREE | 773638438339 | 394.91
9783-903 | PEX FITTING BRASS FEMALE SWEAT ADAPTER 1/2 UPC-A LEAD FREE | 773638439039 | 5.23
9783-904 | PEX FITTING BRASS FEMALE SWEAT ADAPTER 3/4 UPC-A LEAD FREE | 773638439046 | 7.52
9900-004 | FITTING BRONZE CORPORATION COMP x COMP UNION 3/4 LEAD FREE | 773638800044 | 178.86
9900-005 | FITTING BRONZE CORPORATION COMP x COMP UNION 1 LEAD FREE | 773638800051 | 218.51
9900-054 | FITTING BRONZE CORPORATION COMP x COMP UNION 1 x 3/4 LEAD FREE | 773638000543 | 215.23
9900-104 | FITTING BRONZE CORPORATION COMP x MIP UNION 3/4 LEAD FREE | 773638001045 | 146.8
9900-105 | FITTING BRONZE CORPORATION COMP x MIP UNION 1 LEAD FREE | 773638801058 | 264.22
9903-503 | FITTING CAST BRASS ELBOW 90 1/2 C x F LEAD FREE | 773638835039 | 27.83
9903-504 | FITTING CAST BRASS ELBOW 90 3/4 C x F LEAD FREE | 773638835046 | 37.25
9903-534 | FITTING CAST BRASS ELBOW 90 1/2 x 3/4 C x F LEAD FREE | 773638835343 | 53.62
9903-703 | FITTING CAST BRASS ELBOW 90 1/2 C x M LEAD FREE | 773638037037 | 25.83
9903-804 | FITTING CAST BRASS ELBOW DROP EAR 90 3/4 C x F LEAD FREE | 773638838047 | 49.69
9903-903 | FITTING CAST BRASS ELBOW DROP EAR 90 1/2 C x C LEAD FREE | 773638939034 | 31.1
9906-332 | FITTING CAST BRASS TEE 1/2 X 1/2 X 3/8 C X C X F LEAD FREE | 773638763325 | 45.66
9906-443 | FITTING CAST BRASS TEE 3/4 x 3/4 x 1/2 C x C x F LEAD FREE | 773638064439 | 57.28
9906-503 | FITTING CAST BRASS TEE 1/2 C x C x F LEAD FREE | 773638865036 | 35.54
9906-504 | FITTING CAST BRASS TEE 3/4 C x C x F LEAD FREE | 773638065047 | 62.13
9907-434 | FITTING CAST BRASS TEE 3/4 X 1/2 X 3/4 F X F X C LEAD FREE | 773638774345 | 53.62
9907-443 | FITTING CAST BRASS TEE 3/4 X 3/4 X 1/2 F X F X C LEAD FREE | 773638774437 | 53.62
9907-444 | FITTING CAST BRASS TEE 3/4 X 3/4 X 3/4 F X F X C LEAD FREE | 773638774444 | 53.62
9908-333 | FITTING CAST BRASS TEE 1/2 X 1/2 X 1/2 C F C LEAD FREE | 773638083331 | 45.8
9908-404 | FITTING CAST BRASS 90 TEE 3/4 X 1/8 X 3/4 C X F X C LEAD FREE | 773638984041 | 45.52
9908-434 | FITTING CAST BRASS TEE 3/4 X 1/2 X 3/4 C F C LEAD FREE | 773638084345 | 62.29
9940-030 | FITTING CAST BRASS ELBOW DROP EAR 90 1/2 C x F LEAD FREE | 773638800303 | 36
9972-003 | FITTING BAR STOCK UNION 1/2 LEAD FREE | 773638720038 | 11.57
9972-004 | FITTING BAR STOCK UNION 3/4 LEAD FREE | 773638720045 | 25.89
9972-103 | FITTING BAR STOCK FEMALE ADAPTER 1/2 C x F LEAD FREE | 773638721035 | 7.93
9972-104 | FITTING BAR STOCK FEMALE ADAPTER 3/4 C x F LEAD FREE | 773638721042 | 13
9972-131 | FITTING BAR STOCK FEMALE ADAPTER 1/2 x 1/4 C x F LEAD FREE | 773638721318 | 7.74
9972-132 | FITTING BAR STOCK FEMALE ADAPTER 1/2 x 3/8 C x F LEAD FREE | 773638721325 | 6.39
9972-134 | FITTING BAR STOCK FEMALE ADAPTER 1/2 x 3/4 C x F LEAD FREE | 773638721349 | 11.83
9972-143 | FITTING BAR STOCK FEMALE ADAPTER 3/4 x 1/2 C x F LEAD FREE | 773638721431 | 8.68
9972-203 | FITTING BAR STOCK MALE ADAPTER 1/2 C x M LEAD FREE | 773638722032 | 6.97
9972-204 | FITTING BAR STOCK MALE ADAPTER 3/4 C x M LEAD FREE | 773638722049 | 9.46
9972-231 | FITTING BAR STOCK MALE ADAPTER 1/2 x 1/4 C x M LEAD FREE | 773638722315 | 5.76
9972-232 | FITTING BAR STOCK MALE ADAPTER 1/2 x 3/8 C x M LEAD FREE | 773638722322 | 6.32
9972-234 | FITTING BAR STOCK MALE ADAPTER 1/2 x 3/4 C x M LEAD FREE | 773638722346 | 10.64
9972-243 | FITTING BAR STOCK MALE ADAPTER 3/4 x 1/2 C x M LEAD FREE | 773638722438 | 8.26